{"text_format":"1","workbook":"xlsx","n_sheets":9,"sheets":["Simulatore_Scuola","Data_PVGIS","Elaborazioni","Flussi cassa","Prelievi_Utenti","1,5kW","3kW","4,5kW ","6kW  "],"not_rendered":{"charts":3,"images":1,"macros":1,"external_links":0,"defined_names":0,"comments":0,"pivot_tables":0},"unopened":[],"bounds":{"document_bytes":16777216,"sheet_cells":100000,"rows_first":2000,"rows_last":500,"rows_between":2000,"halvings":0,"cell_chars":16384,"cell_head_chars":4096},"cells_cut":0,"cells_raw":0,"read":"whole","date_system":"1900"}

{"sheet":"Simulatore_Scuola","index":0,"n_rows":41,"n_cols":8,"rows_kept":41,"cut":false,"hidden":false,"merged":[[39,7,39,8],[30,2,30,8],[36,2,36,5],[33,2,33,5],[34,2,34,5],[33,7,33,8],[34,7,34,8],[35,2,35,5],[35,7,35,8],[31,2,31,8],[37,7,37,8],[36,7,36,8],[15,0,16,1],[29,2,29,5],[15,2,15,3],[16,2,16,3],[25,7,25,8],[25,2,25,5],[26,2,26,5],[27,2,27,5],[28,2,28,5],[23,2,23,8],[17,2,17,3],[19,2,19,3],[6,0,6,4],[8,0,8,4],[0,3,3,8],[5,0,5,8],[40,7,40,8],[39,2,39,5],[40,2,40,5],[24,2,24,5],[18,2,18,3],[38,7,38,8],[29,7,29,8],[28,7,28,8],[27,7,27,8],[26,7,26,8],[24,7,24,8],[37,2,37,5]]}
[null,null,null,"La tua scuola come  comunità energetica rinnovabile"]
[]
[]
[]
[]
["Dati di Input:"]
["Dove si trovano gli utenti della CER?"]
[]
["Simula utenti con potenza contrattuale :"]
[]
["Carica profili medio giornaliero dell'impianto fotovoltaico:"]
[]
["Carica il profilo dell'utente CER che vuoi simulare:"]
[]
["Inserisci il profilo  di carico della scuola e premi il pulsante carica:"]
["INSERISCI IL PROFILO DI CONSUMO DELLA SCUOLA",null,"Potenza da instalare",null,1,"[kWp]"]
[null,null,"Membri della CER",null,3,"[N.]"]
["Ora 1",22.54,"Costo impianto",null,150000,"[euro]"]
["Ora 2",22.54,"Tasso di intersee",null,4,"[%]"]
["Ora 3",22.54,"Prezzo vendita energia",null,100,"[euro/MWh]"]
["Ora 4",22.54,"Prezzo acquisto energia",null,150,"[euro/MWh]"]
["Ora 5",22.54,"Componente TRASe",null,10.57,"[euro/MWh]"]
["Ora 6",22.54,"Costo energia elettrica prodotta (da PVGIS)",null,null,null,9.8000000000000004E-2,"euro/kWh"]
["Ora 7",22.54,"Risultati simulazione energetica"]
["Ora 8",22.54,"Energia prodotta dall'impianto fotovoltaico",null,null,null,{"$f":"Elaborazioni!N3","v":2301.5987500000001},"kWh/anno"]
["Ora 9",32.75,"Energia prelevata dalla scuola",null,null,null,{"$f":"Elaborazioni!N4","v":1782.2220000000002},"kWh/anno"]
["Ora 10",78.536249999999995,"Energia prelevata dagli utenti domestici",null,null,null,{"$f":"Elaborazioni!N5","v":5346.6660000000002},"kWh/anno"]
["Ora 11",85.902500000000003,"Energia autoconsumata dalla scuola",null,null,null,{"$f":"Elaborazioni!N6","v":2301.5987500000001},"kWh/anno"]
["Ora 12",85.066249999999997,"Energia immessa in rete dall'impianto",null,null,null,{"$f":"Elaborazioni!N7","v":0},"kWh/anno"]
["Ora 13",84.22999999999999,"Energia condivisa nella CER",null,null,null,{"$f":"Elaborazioni!N8","v":0},"kWh/anno"]
["Ora 14",79.751666666666665]
["Ora 15",69.183333333333337,"Risultati simulazione economica"]
["Ora 16",47.858563829787236]
["Ora 17",17.28,"Incentivo CER",null,null,null,{"$f":"Elaborazioni!N11","v":0},"euro/anno"]
["Ora 18",17.28,"Costi di rete evitati",null,null,null,{"$f":"Elaborazioni!N12","v":0},"euro/anno"]
["Ora 19",17.28,"Energia venduta alla rete",null,null,null,{"$f":"Elaborazioni!N13","v":0},"euro/anno"]
["Ora 20",17.28,"Risparmio autoconsumo scuola",null,null,null,{"$f":"Elaborazioni!N14","v":345.23981250000003},"euro/anno"]
["Ora 21",17.28,"Totale",null,null,null,{"$f":"Elaborazioni!N15","v":345.23981250000003},"euro/anno"]
["Ora 22",17.28,"Costo sostenuto per produrre l'energia",null,null,null,{"$f":"Elaborazioni!$N$17","v":225.55667750000001},"euro/anno"]
["Ora 23",17.28,"Tempo di ritorno:",null,null,null,{"$f":"'Flussi cassa'!C12","v":26},"anni"]
["Ora 24",17.28,"Valore attuale netto:",null,null,null,{"$f":"'Flussi cassa'!C13","v":-141369.00468750027},"euro"]

{"sheet":"Data_PVGIS","index":1,"n_rows":8761,"n_cols":367,"rows_kept":8761,"cut":false,"hidden":false,"merged":[]}
["Produzione PV_GIS_1kW","Orario","Day-1","Day-2","Day-3","Day-4","Day-5","Day-6","Day-7","Day-8","Day-9","Day-10","Day-11","Day-12","Day-13","Day-14","Day-15","Day-16","Day-17","Day-18","Day-19","Day-20","Day-21","Day-22","Day-23","Day-24","Day-25","Day-26","Day-27","Day-28","Day-29","Day-30","Day-31","Day-32","Day-33","Day-34","Day-35","Day-36","Day-37","Day-38","Day-39","Day-40","Day-41","Day-42","Day-43","Day-44","Day-45","Day-46","Day-47","Day-48","Day-49","Day-50","Day-51","Day-52","Day-53","Day-54","Day-55","Day-56","Day-57","Day-58","Day-59","Day-60","Day-61","Day-62","Day-63","Day-64","Day-65","Day-66","Day-67","Day-68","Day-69","Day-70","Day-71","Day-72","Day-73","Day-74","Day-75","Day-76","Day-77","Day-78","Day-79","Day-80","Day-81","Day-82","Day-83","Day-84","Day-85","Day-86","Day-87","Day-88","Day-89","Day-90","Day-91","Day-92","Day-93","Day-94","Day-95","Day-96","Day-97","Day-98","Day-99","Day-100","Day-101","Day-102","Day-103","Day-104","Day-105","Day-106","Day-107","Day-108","Day-109","Day-110","Day-111","Day-112","Day-113","Day-114","Day-115","Day-116","Day-117","Day-118","Day-119","Day-120","Day-121","Day-122","Day-123","Day-124","Day-125","Day-126","Day-127","Day-128","Day-129","Day-130","Day-131","Day-132","Day-133","Day-134","Day-135","Day-136","Day-137","Day-138","Day-139","Day-140","Day-141","Day-142","Day-143","Day-144","Day-145","Day-146","Day-147","Day-148","Day-149","Day-150","Day-151","Day-152","Day-153","Day-154","Day-155","Day-156","Day-157","Day-158","Day-159","Day-160","Day-161","Day-162","Day-163","Day-164","Day-165","Day-166","Day-167","Day-168","Day-169","Day-170","Day-171","Day-172","Day-173","Day-174","Day-175","Day-176","Day-177","Day-178","Day-179","Day-180","Day-181","Day-182","Day-183","Day-184","Day-185","Day-186","Day-187","Day-188","Day-189","Day-190","Day-191","Day-192","Day-193","Day-194","Day-195","Day-196","Day-197","Day-198","Day-199","Day-200","Day-201","Day-202","Day-203","Day-204","Day-205","Day-206","Day-207","Day-208","Day-209","Day-210","Day-211","Day-212","Day-213","Day-214","Day-215","Day-216","Day-217","Day-218","Day-219","Day-220","Day-221","Day-222","Day-223","Day-224","Day-225","Day-226","Day-227","Day-228","Day-229","Day-230","Day-231","Day-232","Day-233","Day-234","Day-235","Day-236","Day-237","Day-238","Day-239","Day-240","Day-241","Day-242","Day-243","Day-244","Day-245","Day-246","Day-247","Day-248","Day-249","Day-250","Day-251","Day-252","Day-253","Day-254","Day-255","Day-256","Day-257","Day-258","Day-259","Day-260","Day-261","Day-262","Day-263","Day-264","Day-265","Day-266","Day-267","Day-268","Day-269","Day-270","Day-271","Day-272","Day-273","Day-274","Day-275","Day-276","Day-277","Day-278","Day-279","Day-280","Day-281","Day-282","Day-283","Day-284","Day-285","Day-286","Day-287","Day-288","Day-289","Day-290","Day-291","Day-292","Day-293","Day-294","Day-295","Day-296","Day-297","Day-298","Day-299","Day-300","Day-301","Day-302","Day-303","Day-304","Day-305","Day-306","Day-307","Day-308","Day-309","Day-310","Day-311","Day-312","Day-313","Day-314","Day-315","Day-316","Day-317","Day-318","Day-319","Day-320","Day-321","Day-322","Day-323","Day-324","Day-325","Day-326","Day-327","Day-328","Day-329","Day-330","Day-331","Day-332","Day-333","Day-334","Day-335","Day-336","Day-337","Day-338","Day-339","Day-340","Day-341","Day-342","Day-343","Day-344","Day-345","Day-346","Day-347","Day-348","Day-349","Day-350","Day-351","Day-352","Day-353","Day-354","Day-355","Day-356","Day-357","Day-358","Day-359","Day-360","Day-361","Day-362","Day-363","Day-364","Day-365"]
[0,"00:00:00",0,0,0,0,0,0,0,0,0,0,0,0,0,0,0,0,0,0,0,0,0,0,0,0,0,0,0,0,0,0,0,0,0,0,0,0,0,0,0,0,0,0,0,0,0,0,0,0,0,0,0,0,0,0,0,0,0,0,0,0,0,0,0,0,0,0,0,0,0,0,0,0,0,0,0,0,0,0,0,0,0,0,0,0,0,0,0,0,0,0,0,0,0,0,0,0,0,0,0,0,0,0,0,0,0,0,0,0,0,0,0,0,0,0,0,0,0,0,0,0,0,0,0,0,0,0,0,0,0,0,0,0,0,0,0,0,0,0,0,0,0,0,0,0,0,0,0,0,0,0,0,0,0,0,0,0,0,0,0,0,0,0,0,0,0,0,0,0,0,0,0,0,0,0,0,0,0,0,0,0,0,0,0,0,0,0,0,0,0,0,0,0,0,0,0,0,0,0,0,0,0,0,0,0,0,0,0,0,0,0,0,0,0,0,0,0,0,0,0,0,0,0,0,0,0,0,0,0,0,0,0,0,0,0,0,0,0,0,0,0,0,0,0,0,0,0,0,0,0,0,0,0,0,0,0,0,0,0,0,0,0,0,0,0,0,0,0,0,0,0,0,0,0,0,0,0,0,0,0,0,0,0,0,0,0,0,0,0,0,0,0,0,0,0,0,0,0,0,0,0,0,0,0,0,0,0,0,0,0,0,0,0,0,0,0,0,0,0,0,0,0,0,0,0,0,0,0,0,0,0,0,0,0,0,0,0,0,0,0,0,0,0,0,0,0,0,0,0,0,0,0,0,0,0,0,0,0,0,0,0,0,0,0,0,0]
[0,"01:00:00",0,0,0,0,0,0,0,0,0,0,0,0,0,0,0,0,0,0,0,0,0,0,0,0,0,0,0,0,0,0,0,0,0,0,0,0,0,0,0,0,0,0,0,0,0,0,0,0,0,0,0,0,0,0,0,0,0,0,0,0,0,0,0,0,0,0,0,0,0,0,0,0,0,0,0,0,0,0,0,0,0,0,0,0,0,0,0,0,0,0,0,0,0,0,0,0,0,0,0,0,0,0,0,0,0,0,0,0,0,0,0,0,0,0,0,0,0,0,0,0,0,0,0,0,0,0,0,0,0,0,0,0,0,0,0,0,0,0,0,0,0,0,0,0,0,0,0,0,0,0,0,0,0,0,0,0,0,0,0,0,0,0,0,0,0,0,0,0,0,0,0,0,0,0,0,0,0,0,0,0,0,0,0,0,0,0,0,0,0,0,0,0,0,0,0,0,0,0,0,0,0,0,0,0,0,0,0,0,0,0,0,0,0,0,0,0,0,0,0,0,0,0,0,0,0,0,0,0,0,0,0,0,0,0,0,0,0,0,0,0,0,0,0,0,0,0,0,0,0,0,0,0,0,0,0,0,0,0,0,0,0,0,0,0,0,0,0,0,0,0,0,0,0,0,0,0,0,0,0,0,0,0,0,0,0,0,0,0,0,0,0,0,0,0,0,0,0,0,0,0,0,0,0,0,0,0,0,0,0,0,0,0,0,0,0,0,0,0,0,0,0,0,0,0,0,0,0,0,0,0,0,0,0,0,0,0,0,0,0,0,0,0,0,0,0,0,0,0,0,0,0,0,0,0,0,0,0,0,0,0,0,0,0,0,0]
[0,"02:00:00",0,0,0,0,0,0,0,0,0,0,0,0,0,0,0,0,0,0,0,0,0,0,0,0,0,0,0,0,0,0,0,0,0,0,0,0,0,0,0,0,0,0,0,0,0,0,0,0,0,0,0,0,0,0,0,0,0,0,0,0,0,0,0,0,0,0,0,0,0,0,0,0,0,0,0,0,0,0,0,0,0,0,0,0,0,0,0,0,0,0,0,0,0,0,0,0,0,0,0,0,0,0,0,0,0,0,0,0,0,0,0,0,0,0,0,0,0,0,0,0,0,0,0,0,0,0,0,0,0,0,0,0,0,0,0,0,0,0,0,0,0,0,0,0,0,0,0,0,0,0,0,0,0,0,0,0,0,0,0,0,0,0,0,0,0,0,0,0,0,0,0,0,0,0,0,0,0,0,0,0,0,0,0,0,0,0,0,0,0,0,0,0,0,0,0,0,0,0,0,0,0,0,0,0,0,0,0,0,0,0,0,0,0,0,0,0,0,0,0,0,0,0,0,0,0,0,0,0,0,0,0,0,0,0,0,0,0,0,0,0,0,0,0,0,0,0,0,0,0,0,0,0,0,0,0,0,0,0,0,0,0,0,0,0,0,0,0,0,0,0,0,0,0,0,0,0,0,0,0,0,0,0,0,0,0,0,0,0,0,0,0,0,0,0,0,0,0,0,0,0,0,0,0,0,0,0,0,0,0,0,0,0,0,0,0,0,0,0,0,0,0,0,0,0,0,0,0,0,0,0,0,0,0,0,0,0,0,0,0,0,0,0,0,0,0,0,0,0,0,0,0,0,0,0,0,0,0,0,0,0,0,0,0,0,0]
[0,"03:00:00",0,0,0,0,0,0,0,0,0,0,0,0,0,0,0,0,0,0,0,0,0,0,0,0,0,0,0,0,0,0,0,0,0,0,0,0,0,0,0,0,0,0,0,0,0,0,0,0,0,0,0,0,0,0,0,0,0,0,0,0,0,0,0,0,0,0,0,0,0,0,0,0,0,0,0,0,0,0,0,0,0,0,0,0,0,0,0,0,0,0,0,0,0,0,0,0,0,0,0,0,0,0,0,0,0,0,0,0,0,0,0,0,0,0,0,0,0,0,0,0,0,0,0,0,0,0,0,0,0,0,0,0,0,0,0,0,0,0,0,0,0,0,0,0,0,0,0,0,0,0,0,0,0,0,0,0,0,0,0,0,0,0,0,0,0,0,0,0,0,0,0,0,0,0,0,0,0,0,0,0,0,0,0,0,0,0,0,0,0,0,0,0,0,0,0,0,0,0,0,0,0,0,0,0,0,0,0,0,0,0,0,0,0,0,0,0,0,0,0,0,0,0,0,0,0,0,0,0,0,0,0,0,0,0,0,0,0,0,0,0,0,0,0,0,0,0,0,0,0,0,0,0,0,0,0,0,0,0,0,0,0,0,0,0,0,0,0,0,0,0,0,0,0,0,0,0,0,0,0,0,0,0,0,0,0,0,0,0,0,0,0,0,0,0,0,0,0,0,0,0,0,0,0,0,0,0,0,0,0,0,0,0,0,0,0,0,0,0,0,0,0,0,0,0,0,0,0,0,0,0,0,0,0,0,0,0,0,0,0,0,0,0,0,0,0,0,0,0,0,0,0,0,0,0,0,0,0,0,0,0,0,0,0,0,0]
[0,"04:00:00",0,0,0,0,0,0,0,0,0,0,0,0,0,0,0,0,0,0,0,0,0,0,0,0,0,0,0,0,0,0,0,0,0,0,0,0,0,0,0,0,0,0,0,0,0,0,0,0,0,0,0,0,0,0,0,0,0,0,0,0,0,0,0,0,0,0,0,0,0,0,0,0,0,0,0,0,0,0,0,0,0,0,0,0,0,0,0,0,0,0,0,0,0,0,0,0,0,0,0,0,0,0,0,0,0,0,0,0,0,0,0,0,0,0,0,0,0,0,0,0,0,0,0,0,0,0,0,0,0,0,0,0,0,0,0,0,0,0,0,0,0,0,0,0,0,0,0,0,0,0,0,0,0,0,0,0,0,0,0,0,0,0,0,0,0,0,0,0,0,0,0,0,0,0,0,0,0,0,0,0,0,0,0,0,0,0,0,0,0,0,0,0,0,0,0,0,0,0,0,0,0,0,0,0,0,0,0,0,0,0,0,0,0,0,0,0,0,0,0,0,0,0,0,0,0,0,0,0,0,0,0,0,0,0,0,0,0,0,0,0,0,0,0,0,0,0,0,0,0,0,0,0,0,0,0,0,0,0,0,0,0,0,0,0,0,0,0,0,0,0,0,0,0,0,0,0,0,0,0,0,0,0,0,0,0,0,0,0,0,0,0,0,0,0,0,0,0,0,0,0,0,0,0,0,0,0,0,0,0,0,0,0,0,0,0,0,0,0,0,0,0,0,0,0,0,0,0,0,0,0,0,0,0,0,0,0,0,0,0,0,0,0,0,0,0,0,0,0,0,0,0,0,0,0,0,0,0,0,0,0,0,0,0,0,0]
[0,"05:00:00",0,0,0,0,0,0,0,0,0,0,0,0,0,0,0,0,0,0,0,0,0,0,0,0,0,0,0,0,0,0,0,0,0,0,0,0,0,0,0,0,0,0,0,0,0,0,0,0,0,0,0,0,0,0,0,0,0,0,0,0,0,0,0,0,0,0,0,0,0,0,0,0,0,0,0,0,0,0,0,0,0,0,0,0,0,0,0,0,0,0,0,0,0,0,0,0,0,0,0,0,0,0,0,0,0,0,0,0,2.54,0,4.05,5,5.52,2.48,0,9.43,9.43,10.99,0,13.27,13.65,15.13,0,17.54,17.57,20.440000000000001,19.03,19.489999999999998,22.64,0.45,23.44,9.82,23.44,9.64,28.73,14.96,7.97,0.8,29.35,32.159999999999997,18.649999999999999,7.36,32.119999999999997,27.42,30.37,21.53,36.44,37.049999999999997,36.75,35.51,26.36,37.14,36.71,31.15,36.06,31.02,1.93,40.090000000000003,39.31,12.5,29.98,40.299999999999997,1.94,4.2,1.92,22.93,40.590000000000003,39.89,38.159999999999997,33.86,35.619999999999997,15.6,38.67,38.89,14.19,37.729999999999997,33.880000000000003,36.409999999999997,37.07,35.74,35.22,32.81,30.36,29.73,25.45,33.61,29.28,25.87,31.27,12.98,1.1399999999999999,19.010000000000002,31.13,29.56,29.63,29.16,28.82,27.98,27.07,22.52,25.69,23.8,25.13,23.18,3.2,22.33,19.87,14.18,17.18,17.649999999999999,17.78,11.97,1.48,8.6999999999999993,15.2,14.6,14.14,13.47,0.73,11.86,6.23,0,4.6399999999999997,6.7,2.77,3.22,5.75,6.37,4.71,1.1200000000000001,2.34,0,0,1.1599999999999999,1.97,0,0,0,0,0,0,0,0,0,0,0,0,0,0,0,0,0,0,0,0,0,0,0,0,0,0,0,0,0,0,0,0,0,0,0,0,0,0,0,0,0,0,0,0,0,0,0,0,0,0,0,0,0,0,0,0,0,0,0,0,0,0,0,0,0,0,0,0,0,0,0,0,0,0,0,0,0,0,0,0,0,0,0,0,0,0,0,0,0,0,0,0,0,0,0,0,0,0,0,0,0,0,0,0,0,0,0,0,0,0,0,0,0,0,0,0,0,0,0,0,0,0,0,0,0,0,0,0,0,0]
[0,"06:00:00",0,0,0,0,0,0,0,0,0,0,0,0,0,0,0,0,0,0,0,0,0,0,0,0,0,0,0,0,0,0,0,0,0,0,0,0,0,0,0,0,0,0,0,0,0,0,0,0,0,0,0,0,0,0,0,0,0,0,0,0,0,0,0,0,0,0,0,0,0,0,0,0,0,0,0,3.2,6.03,8.85,9.77,4.91,0,0,8.99,18.39,1.92,5.01,21.54,24.92,29.21,29.69,8.48,39.99,43.12,46.21,47.67,48.58,11.63,5.03,3.96,10.52,2.46,11.08,50.56,62.84,72.27,34.33,10.55,0,54.19,41.22,57.82,88.87,47.66,13.49,5.56,98.61,99.04,75.430000000000007,95.73,98.97,97.81,99.92,53.11,106.25,108.02,108.91,110.16,111.45,82.68,9.01,65.83,72.319999999999993,83.47,8.85,117.76,46.9,13.17,30.59,120.85,122.67,122.14,36.950000000000003,9.9499999999999993,125.17,120.15,122.92,123.43,123.3,122.09,122.55,121.62,61.28,80.86,119.7,71.709999999999994,123.08,117.63,122.65,120.32,125.39,124.68,124.4,123.59,119.31,10.46,66.83,118.8,119.42,119.24,112.86,90.98,85.44,113.47,114.69,97.5,116.56,103.93,107.28,106.56,110.54,103.69,102.77,105.88,102.42,93.1,67.33,110.78,29.43,103.47,96.77,14.27,80.48,100.51,95.82,99.1,98.35,102.39,99.88,92.05,93.38,95.93,91.09,96.08,96.07,71.510000000000005,93.27,94.04,90.89,90.4,88.92,86.9,88.53,86.86,84,86.25,83.94,83.21,76.239999999999995,63.46,83.02,83.28,26.94,74.989999999999995,79.459999999999994,52.1,38.200000000000003,79.34,77.39,76.349999999999994,63.91,73.7,11.02,35.24,73.12,58.34,68.72,51.11,39.200000000000003,64.349999999999994,11.11,49.53,66.11,52.8,30.68,50.77,55.61,52.63,40.86,52.01,13.56,46.47,20.52,37.270000000000003,32.26,18.48,48.44,43.94,44.25,27.86,31.8,39.14,25.18,44.15,15.73,16.48,28.62,20.64,18.84,16.87,14.74,0,0,20.03,24.74,14.48,6.32,16.57,22.64,0,1.9,2.36,11.44,6.25,6.67,4.7699999999999996,0,0,0,0,0,0,0,0,0,0,0,0,0,0,0,0,0,0,0,0,0,0,0,0,0,0,0,0,0,0,0,0,0,0,0,0,0,0,0,0,0,0,0,0,0,0,0,0,0,0,0,0,0,0,0,0,0,0,0,0,0,0,0,0,0,0,0,0,0,0,0,0,0,0,0,0,0,0,0,0]
[0,"07:00:00",0,0,0,0,0,0,0,0,0,0,0,0,0,0,0,0,0,0,0,0,0,0,0,0,0,0,0,0,0,0,0,0,0,0,0,0,0,0,0,0,0,0,23.36,30.13,23.74,32.130000000000003,26.31,60.05,55.58,6.57,5.91,9.02,26.67,32.200000000000003,89.29,11.69,42.67,61.14,39.090000000000003,90.53,86.57,1.65,38.119999999999997,31.08,73.92,82.05,133.29,151.32,147.49,131.13999999999999,9.42,147.06,40.32,159.49,144.85,142.96,179.68,183.95,144.59,36.19,61.41,85.63,35.369999999999997,70.81,49.63,65.69,223.26,116.3,150.69,142.26,25.79,220.53,226.39,230.57,228.75,212.41,21.54,13.48,12.9,88.09,43.08,74.64,153.37,279.95,134.57,135.08000000000001,25.46,0,230.32,33.96,215.48,288.63,141.84,29.29,24.43,307.3,298.35000000000002,177.36,245.41,268.45,265.63,265.7,110.94,38.54,295.91000000000003,286.91000000000003,300.72000000000003,302.52,160.96,25.6,164.97,313.58,241.97,77.680000000000007,294.26,141.03,26.49,118.78,311.14,307.45,281.69,54.04,157.72,306.32,306.55,289.14,289.70999999999998,286.5,273.14,284.36,302.55,45.99,207.54,286.38,261.56,284.45,221.78,287.10000000000002,303.77,297.36,293.89999999999998,294.33,200.55,283.26,25.62,57.11,257.55,243.31,270.39999999999998,281.67,138.41,218.96,272.04000000000002,274.38,252.39,259.16000000000003,281.83999999999997,270.18,272.2,255.79,279.39999999999998,247.28,277.06,274.11,177.36,65.569999999999993,230.72,106.24,265.7,39.869999999999997,54.34,224.26,265.51,249.74,262.32,264.61,169.17,255.9,224.88,271.41000000000003,256.81,259.29000000000002,256.83,259.41000000000003,148.34,232.09,239.25,225.24,230.63,233.34,222.89,233.53,251.16,226.38,264.3,259.69,257.87,196.05,214.33,263.08999999999997,252.16,171.41,31.42,181.74,218.39,101.62,250.09,254.63,252.97,187.91,235.48,118.39,20.239999999999998,244.59,233.19,232.88,75.2,34.15,235.66,46.83,239.7,244.32,205.03,211.57,221.2,227.68,220.22,229.02,226.14,42.4,229.25,14.12,219.32,138.76,43.02,243.78,240.74,239.3,103.5,76.900000000000006,45.71,95.12,179.12,60.21,67.33,210.15,138.68,230.34,192.18,160.16999999999999,106.7,20.27,217.52,200.66,47.9,14.14,51.77,169.93,11.43,15.89,47.89,197.88,142.04,213.52,197.98,178.86,187.5,153.76,146.22,152.63999999999999,31.77,45.58,24.55,30.36,5.52,33.51,49.84,14.61,104.72,51.62,44.84,70.819999999999993,90.22,30.5,27.79,8.4,68,21.78,7.8,1.91,68.73,47.73,20.84,0.67,29.09,14.9,10.96,0.3,5.04,1.1000000000000001,30.31,13.84,19.82,26.87,35.81,1.1399999999999999,0,0,0,0,0,0,0,0,0,0,0,0,0,0,0,0,0,0,0,0,0,0,0,0,0,0,0,0,0,0,0,0,0,0,0,0,0,0,0]
[108.39,"08:00:00",182.47,181.27,143.27000000000001,219.05,40.729999999999997,146.71,117.16,90.85,67.14,33.630000000000003,52.9,40.68,13.45,45.45,217.03,26.35,30.25,6.6,109.93,241.78,213.09,188.26,23.13,238.47,215.79,71,231.23,67.2,91.59,257.10000000000002,236.23,236.71,246.31,254.91,209.84,27.9,231.21,241.24,78.260000000000005,236.27,244.75,117.07,258.37,290.49,255.33,312.62,144.29,336.25,318.29000000000002,82.42,19.8,17.07,54.22,284.2,313.11,98.4,242.97,287.64999999999998,220.37,325.95999999999998,317.43,17.86,131.19999999999999,86.38,233.98,341.11,376.24,396.62,382.34,362.63,139.47999999999999,375.03,257.8,375.58,352.01,347.36,389.86,397.99,321.51,71.56,102.15,126.77,75.349999999999994,99.49,31.45,113.26,450.35,248.36,385.12,161.06,108.03,435.46,436.93,438.3,433.06,400.76,50.45,58.42,36.75,47.98,39.26,84.38,358.1,478.01,452.86,41.88,56.88,0,456.71,227.28,355.63,488.12,147.31,40.229999999999997,101.37,510.65,495.81,186.62,331.98,441.25,413.05,455.66,248,493.4,475.5,491.97,477.97,485.6,289.35000000000002,68.14,192.45,480.67,129.72999999999999,408.76,465.25,162.81,445.79,259.07,485.44,484.23,440.66,93.04,184.37,476.01,473.26,453.89,451.17,448.94,445.89,455.92,468.53,213.71,419.98,455.93,451.65,434.05,466.05,454.01,451.53,475.56,465.24,458.87,298.62,256.58999999999997,77.11,191.46,410.4,424.77,435.56,446.02,449.97,440.28,430.53,437.38,432.98,397.89,454.51,425.54,430.26,408.73,445.69,297.75,444.79,442.18,261.25,159.52000000000001,394.57,234.78,432.87,84.01,105.34,432.48,436.51,421.93,426.17,427.95,309.94,421.06,388.97,445.44,422.28,433.95,422.24,433.5,274.54000000000002,342.04,393.84,400.06,383.55,391.88,385.66,407.02,400.28,229.61,436.63,418.71,422.83,156.38,311.17,428.69,54.33,281.64999999999998,56.25,353.27,327.23,220.97,434.56,436.37,414.91,375.76,406.42,52.24,44.91,398.39,380.23,390.41,156.61000000000001,228.97,458.1,161.63999999999999,418.56,407.81,353.54,384.98,342.02,414.61,425.98,262.7,405.91,106.58,402.34,23.88,244.21,174.84,137.29,433,442.64,439.44,166.56,351.19,44.95,102.43,303.67,151.94,113.81,412.12,252.54,392.3,382.01,130.69999999999999,37.93,122.98,416.65,341.28,87.94,14.79,324.57,171.57,69.77,198.05,144.16,431.02,142.41999999999999,322.63,406.35,388.49,382.95,350.06,332.21,318.52,44.03,31.61,13.56,64.75,84.58,11.95,123.6,82.03,300.88,124.76,99.1,232.04,257.39999999999998,60.62,20.79,20.65,73.36,6.6,156.55000000000001,12.73,368.94,165.16,63.72,45.9,124.15,89.47,70.22,47.63,156.88999999999999,242.22,122.08,223.08,324.87,286.14,306.14,236.22,226.65,144.31,16.34,24.93,220.05,235.19,5.88,76.069999999999993,232.18,5.87,2.08,237.82,40.92,48.89,96.97,52.31,264.58999999999997,43.81,213.88,111.95,45.2,125.6,27,35.270000000000003,208.38,206.42,39.65,227.01,187.38,221.72,179.77,174.55,0.34,18.7,27.55,3.69,74.56,54.04,100.35]
[72.58,"09:00:00",417.99,421.67,417.89,422.26,208.34,426.67,145.38,71.459999999999994,12.65,56.26,105.21,82.22,111.48,87.56,138.35,62.02,64.47,7.79,247.18,392.23,484.71,455.25,19.77,480.98,321.38,357.29,496.57,370.77,154.6,461.25,528.45000000000005,478.56,465.58,489.12,221.46,32.270000000000003,453.65,460.76,147.69999999999999,476.35,475.94,263.39,511.81,523.51,416.04,536.73,81.56,498.28,518.99,132.30000000000001,19.02,90.96,128.82,110.65,465.45,141.91,587.58000000000004,540.21,343.81,542.6,534.49,36.520000000000003,177.74,181.38,401.43,536.98,589.39,581.17999999999995,572.69000000000005,555.61,557.08000000000004,549.63,302.47000000000003,571.80999999999995,553.76,540.72,573.55999999999995,596.02,532.32000000000005,102.5,115.05,191.12,149.53,179.14,104.27,41.77,640.12,230.11,551.82000000000005,311.17,84.49,611.62,617.57000000000005,591.91,596.98,547.66,77.52,67.349999999999994,117.22,56.66,88.07,82.38,575.20000000000005,637.66,606.28,37.479999999999997,81.459999999999994,0,455.63,251.09,513.34,652.35,99.76,72.09,89.38,656.8,639.29999999999995,615.88,444.3,536.71,569.59,594.70000000000005,425.63,625.59,606.67999999999995,631.01,611.44000000000005,639.78,509.91,69.27,537.38,594.98,289.2,75.47,611.51,338.52,569.76,321.29000000000002,612.30999999999995,622.79,580.64,590.97,93.63,617.79999999999995,604.73,593.45000000000005,588.87,578.54,576.77,582.32000000000005,593,374.92,504.09,585.70000000000005,542.99,543.29,592.98,591.77,558.52,616.04999999999995,588.64,580.07000000000005,231.12,214.83,98.36,479.94,569.04,544.4,561.44000000000005,579.74,587.83000000000004,570.24,554.11,569.75,543.26,497.74,574.85,546.16999999999996,556.54,521.04999999999995,574.84,535.75,574.63,575,421.15,256.95999999999998,505.92,373.78,558.52,201.3,200.56,560.46,567.04999999999995,564.1,565.97,575.98,296.58,554.6,501.21,588.1,563.39,578.32000000000005,559.41999999999996,572.32000000000005,524.35,492.56,523.61,552.08000000000004,526.47,526.53,529.94000000000005,519.38,559.04,188.76,588.20000000000005,577.21,558.32000000000005,167.78,534.25,570.25,586.63,475.21,138.81,396.68,506.37,529.29999999999995,597.77,588.59,570.78,545.66,552.61,107.95,60.34,411.36,407.37,557.16,323.87,286.99,416.06,362.07,568.54,563.58000000000004,533.55999999999995,551.22,371.14,572.96,574.04999999999995,474.58,566.01,89.42,568.04,72.28,265,416.51,165.93,582.64,599.12,579.12,524.38,430.22,114.82,55.33,353.01,291.05,159.29,556.95000000000005,542.54999999999995,536.99,545.96,322.72000000000003,235.74,266.88,551.25,323.8,61.58,421.27,102.61,140.16999999999999,50.57,101.13,314.58,588.59,192.23,329.54,581.02,575.86,560.67999999999995,527.30999999999995,449.63,511.73,49.91,71.78,30.95,86.83,183.32,19.100000000000001,203.97,61.22,153.43,150.13999999999999,162.91999999999999,226.74,500.38,74.2,39.39,35.33,161.37,25.44,13.35,29.09,501.85,234.84,84.7,60.34,109.22,111.92,71.95,30.97,84.83,107.18,135.53,490.52,508.18,504.03,500.59,525.83000000000004,429.77,273.25,51.14,82.71,380.41,445.41,14.2,206.79,497.77,18.989999999999998,8.2799999999999994,226.24,92.05,89.23,206.22,42.51,193.58,233.35,464.68,23.46,113.78,188.42,140.35,78.459999999999994,427.88,465.29,147.1,298.27999999999997,388.57,421.33,416.01,443.51,5.81,46.49,35.39,16.5,101.51,154.16,29.62]
[35.369999999999997,"10:00:00",586.64,581.4,577.6,562.54999999999995,177.09,598.38,183.36,32.630000000000003,11.8,38.33,283.33,112.69,369.21,89.63,43.53,53.45,55.8,13.63,352.82,547.80999999999995,658.07,616.47,14.79,212.19,646,501.79,636.79999999999995,491.31,440.84,641.74,645.07000000000005,629.54999999999995,634.83000000000004,609.38,274.85000000000002,22.53,635.47,410.5,181.08,646,649.07000000000005,417.3,623.1,674.33,518.19000000000005,692.41,146.29,591.48,656.98,386.01,25.55,51.12,100.06,90.9,516.11,217.74,673.13,678.31,581.15,689.02,673.69,26.57,247.21,296.74,506.54,669.94,728.03,710.76,697.39,698,705.25,686.16,388.71,701.55,673.71,678.39,706.09,711.95,670.36,99.68,273.02,640.76,179.87,296.77999999999997,93.74,62.88,756.91,200.73,592.36,265.45999999999998,542.91999999999996,744.59,734,711.91,709.33,702.92,90.54,138.29,198.05,77.930000000000007,47.44,87.53,735.75,739.73,734.3,58,124.05,0,78.36,288.47000000000003,722.39,724.44,259.26,80.459999999999994,79.11,771.19,735.74,709.35,673.89,665.66,675.02,680.66,268.66000000000003,713.72,708.56,732.78,714.95,735.97,684.87,111.01,569.22,724.51,256.92,44.73,692.45,230.91,168.09,439.5,706.88,701.01,650.20000000000005,679.27,45.09,704.14,703.01,690.29,674.45,670.89,668.82,677.25,668.65,402.25,680.66,672.04,634.35,600.1,698.36,686.07,571.41999999999996,707.64,685.44,659.85,470.33,419.03,56.56,413.75,647.88,630.94000000000005,650.78,671.56,674.73,650.23,639.64,656.3,599.07000000000005,578.58000000000004,664.87,638.12,641.89,613.29999999999995,661.75,438.42,651.6,657.53,643.69000000000005,633.27,660.09,540.85,621.66999999999996,385.24,87.33,651.55999999999995,649.01,600.73,646.54999999999995,646.66,629.70000000000005,634.20000000000005,595.30999999999995,668.66,634.36,667.84,668.6,663.23,627.95000000000005,482.1,624.20000000000005,631.02,606.22,610.88,617.34,578.08000000000004,660.31,109.99,693.99,666.04,653.24,267.18,359.81,662.93,677.31,144.69,55.29,440.75,609.69000000000005,450.32,692.36,677.46,669.64,553.36,657.54,49.19,124.61,262.17,547.69000000000005,621.67999999999995,479.92,215.24,327.88,274.42,651.83000000000004,647.73,639.01,659.77,500.38,671.06,684.32,686.35,595.46,406.04,413.61,113.67,597.24,467.55,285.38,682.04,697.75,672.06,543.87,84.76,56.82,77.89,673.8,648.87,225.73,652.04999999999995,528.92999999999995,658.11,640.41,233.71,531.66999999999996,203.17,647.47,711.91,42.76,313.41000000000003,168.2,63.48,70.89,206.86,333.33,685.97,117.57,356.91,683.37,662.36,651.89,628.11,601.82000000000005,528.05999999999995,66.58,66.989999999999995,126.39,72.569999999999993,412.06,43.96,202.55,144.77000000000001,345.05,181.54,208.11,247.28,555.30999999999995,110.03,24.87,87.81,521.03,19.16,87.2,32.630000000000003,676.6,248.44,54.24,57.71,108.43,112.85,39.85,72.680000000000007,68.63,127.92,332.78,633.88,640.45000000000005,635.91999999999996,640.63,575.89,0,278.33,14.2,22.65,582.6,585.01,31.65,502.54,602.63,13.43,80.62,303.91000000000003,59.18,127.46,495.32,66.72,651.76,610.29999999999995,577.03,256.56,140.34,339.15,81.290000000000006,237.84,581.14,560.35,103.35,379.79,101.73,581.98,491.16,520.26,10.7,78.95,97.33,17.16,138.69999999999999,156.74,11.57]
[156.12,"11:00:00",663.49,688.11,656.2,669.54,554.87,654.6,148.5,38.39,38.71,92.07,124.31,153.94,456.54,107.39,46.35,53.33,46.77,17.73,177.35,690.22,752.31,64.25,40.42,378.29,749.91,422.87,722.35,545.34,595.17999999999995,744.18,743.28,711.16,705.5,689.37,175.49,38.9,722.83,304.32,328.76,729.9,734.56,549.49,744.86,743.04,408.84,769.22,515.95000000000005,711.29,746.67,327.85,31.49,119.53,95.22,581.02,426.53,404.92,799,683.72,785.93,691.83,757.73,31.09,278.52,224.93,687.95,769.25,808.66,775.43,753.3,768.45,729.71,748.86,415.7,759.77,730.71,763.5,767.52,781.25,773.64,199.11,335.61,691.7,152.57,245.05,207.9,41.57,809.79,254.44,554.55999999999995,580.44000000000005,207.41,805.24,798.49,766.81,751.11,749.32,343.26,82.44,229.15,111.96,93.73,373.43,816.56,763,667.28,55.62,330.42,0,79.819999999999993,359.84,796.44,701.84,158.24,76.23,408.62,824.57,778.39,763.43,770.9,724.37,728.02,737,518.38,760.58,739.96,773.36,762.17,781.32,761.52,91.99,529.66999999999996,776.49,474.07,117.87,726.44,279.52,582.53,237.09,756.34,739.66,663.07,736.15,64.349999999999994,746.63,742.61,744.44,719.82,724.86,725.65,721.73,723.53,495.23,715.98,709.53,577.4,539.36,715.32,725.43,669.49,746.42,727.89,228.55,671.68,473.31,124.93,353.45,709.57,644.21,698.74,682.12,723.06,690.44,681.34,709.75,684.8,627.64,705.61,694.55,689.28,669.82,714.16,681.75,707.86,715.65,560.66999999999996,599.11,708.82,707.69,671.08,306.64,250.25,709.75,716.24,704.13,707.81,706.86,696.42,696.75,630.98,719.62,692.01,724.12,694.27,713.31,601.9,500.36,687.69,681.47,667.73,588.26,673.25,651.53,717.7,60.9,743.99,724.94,716.02,410.79,509.77,711.06,732.38,148.59,130.87,704.12,654.79,575.41,744.58,725.4,721.81,625,708.27,528.99,172.12,148.82,634.4,690.31,472.54,351.43,397.62,257.7,714.84,698.12,686.07,704.32,720.11,720.75,736.82,732.77,747.55,251.68,636.54999999999995,72.88,635.41999999999996,566.04999999999995,249.98,722.77,731.81,707.84,349.5,262.39,74.3,192.88,718.76,703.04,296.68,588.58000000000004,580.25,691.84,638.79,317.91000000000003,296.58999999999997,402.4,653.88,530.32000000000005,32.380000000000003,38.43,402.78,45.46,37.24,124,484.13,711.13,190.61,440.88,749.29,732.88,712.51,729.02,727.48,429.07,99.07,73.08,115.01,471.16,391.27,29.39,241.42,204.03,668.55,264.85000000000002,562.01,648.49,671.52,100.88,40.75,62.48,720.18,61.4,34.07,23.41,702.73,251.75,56.33,36.44,134.62,110.49,84.35,85.07,158.77000000000001,144.26,684.79,689.38,661.2,680.58,740.73,680.62,652.16,679.04,24.84,36.880000000000003,635.77,640.51,19.829999999999998,283.82,674.73,44.27,94.38,169.57,31.46,586.03,718.62,52.06,726.49,666.15,657.75,104.22,112.6,420.5,593.72,60.06,656.47,656.47,86.68,555.98,216.91,646.54,643.46,645.96,36.340000000000003,23.81,36.78,88.52,131.25,164.26,14.19]
[38.200000000000003,"12:00:00",701.69,700.5,671.23,682.65,211.65,700.92,127.16,41.92,36.299999999999997,95.01,539.75,183.13,699.56,95.65,44.69,65.12,41.16,20.51,333.25,746.66,761.11,336.11,18.899999999999999,612.17999999999995,686.72,699.27,760.21,762.3,745.36,763,758.75,706.86,714.43,693.56,417.51,38.01,772.48,262.24,742.73,784.58,770.95,795.58,668.54,758.2,493.71,749.71,584.71,749.61,769.62,224.28,39.880000000000003,66.22,243.33,338.62,467.1,487.74,822.92,779.67,883.58,658.25,760.48,31.84,317.58999999999997,268.48,769.48,803.57,816.09,784.73,736.36,771.49,733.86,759.8,760.88,786.39,774.09,794.3,777.96,797.29,815.44,235.31,514.6,684.86,265.55,108.67,116.82,54.64,807.38,450.12,500.42,526.19000000000005,271.04000000000002,816.53,795.66,759.92,758.6,738.39,264.45,102.95,207.7,157.80000000000001,81.69,171.4,816.68,738.88,668.2,55.64,777.95,0,60.56,458.8,809.23,605.46,460.62,60.63,558.12,822.08,795.31,757.23,774.3,746.09,730.12,734.47,103.99,708.11,753.68,772.55,766.64,785.76,755.26,60.38,678.95,770.61,747.84,94.64,738.3,341.73,662.75,297.27,765.12,737.88,582.28,740.62,48.99,749,752.31,745.79,723.71,721.11,735.92,719.74,623.55999999999995,545.54999999999995,725.62,713.49,623.55999999999995,480.95,730.95,681.05,699.53,744.77,720.88,274.35000000000002,692.75,229.54,183.33,678.31,704.17,658.38,703.94,712.32,714.86,687.56,694.99,713.81,698.79,673.42,701.43,703.15,706.95,693.73,723.5,739.81,707.27,714.66,700.3,721.53,711.8,727.83,672.87,700.08,734.69,716.34,713.33,721.9,711.07,714.93,706.23,704.14,72.97,721.02,693.19,722.18,709.94,727.55,267.20999999999998,530.95000000000005,692.32,691.9,680.5,169.31,694.25,531.91999999999996,724.78,419.23,756.18,731.12,720.75,544.99,305.87,717.72,735.77,145.86000000000001,187.9,675.49,679.1,306.48,729.16,721.44,727.08,261.64999999999998,718.83,387.64,296.8,65.510000000000005,705.95,714.93,554.59,314.57,236.08,287.31,713.61,701.83,698.53,708.87,722.79,754.3,748.79,756.92,716.2,57.33,597.73,204.18,703.13,42.84,423.69,717.12,735.64,718.45,485.33,93.4,74.34,112.9,663.27,711.27,588.21,580.97,585.58000000000004,679.06,607.26,467.36,388.53,356.2,552.44000000000005,736.07,31.6,51.75,64.22,72.540000000000006,30.06,110.45,566.04999999999995,178.57,283.54000000000002,697.89,737.22,721.27,700.3,729.84,723.66,146.55000000000001,115.49,53.8,144.81,302.82,215.34,31.42,528.14,122.05,399.36,326.29000000000002,636.21,690.33,680.56,101.45,22.04,207.69,734.16,56.82,58.58,19.93,700.24,213.47,44.96,39.07,131.69999999999999,118.42,140.79,145.38,25.72,54.28,732.31,688.37,660.41,662.12,670.35,654.74,691.82,649.54,19.02,26.27,693.44,644.86,20.53,389.92,691.32,15.4,233.35,24.59,34.369999999999997,660.83,711.11,36.39,725.74,689.28,692.32,50.48,130.16,469.8,686.02,246.91,692.99,664.82,99.79,674,265.27,683.69,627.41999999999996,686.61,42.35,42.36,16.18,50.74,148.49,204.18,27.8]
[100.05,"13:00:00",640.66,633.66,643.48,654.19000000000005,386.38,639.28,187.73,379.77,128.66,87.37,657.37,450.63,673.2,69.86,33.21,49.3,52.68,14.86,419.77,731.6,722.95,700.67,27.54,717.79,722.58,733.67,728.72,750.15,735.64,734.05,728.07,683.04,681.47,657.31,642.61,34.93,718.4,233.39,707.72,735.6,720.48,730.06,429.95,730.35,630.88,741.15,395.63,714.51,742.74,197.16,55.54,68.67,315.52,187.8,102.92,423.99,749.32,830.8,855.66,640.63,716.84,28.75,364.78,278.14,740.75,768.46,767.83,744.54,716.41,746.22,351.27,728.22,693.06,739.49,729.22,739.03,731.25,771.5,755.26,272.98,471.53,665.51,115.25,223,183.57,51,750.07,121.09,445.87,612.54,219.34,757.67,747.73,715.96,709.42,694.96,79.11,105.75,38.81,204.45,60.63,39.880000000000003,764.55,699.36,350.62,54.75,651.14,758.6,127.51,281.02,761.85,546.89,493.36,64.319999999999993,531.15,759.87,743.2,715.43,731.32,701.67,693,663.99,704.79,667.54,698.15,732.52,719,718.82,573.01,70.06,648.48,690.74,712.87,233.43,691.63,137.69999999999999,103.87,373.95,717.77,673.3,579.04999999999995,694.74,45.46,707.52,697.08,693.69,685.06,682.47,692.69,329.01,655.68,695.78,682.2,662.43,549.23,508.79,664.07,575.73,679.88,688.49,686.77,627.02,587.09,288.82,146.79,607.54,635.12,509.65,664.26,667.82,665.85,651.70000000000005,647.41999999999996,663.97,654.25,596.37,667.34,665.34,670.59,649.58000000000004,676.72,677.28,661.17,661.78,359.19,688.93,713.19,658.17,670.74,664.73,706.54,673.69,664.82,654.27,667.88,668.02,572.48,661.85,231.87,678.03,651.92999999999995,680.68,657.12,467.86,594.12,497.32,644.89,642.19000000000005,629.76,124.02,648.5,629.38,686.4,141.16,714.22,686.16,679.17,216.14,547.32000000000005,673.44,681.37,201.36,383.92,674.63,679.19,649.61,672.77,682.68,682.22,52.35,671.12,478.26,350.78,154.52000000000001,688.04,674.91,319.66000000000003,478.8,278.93,317.86,677.24,670.51,667.95,676.41,674.09,699.44,696.4,705.79,656.7,81.06,318.95,403.2,694.57,205.83,595.01,675.15,690.44,666.03,75.33,75.650000000000006,140.18,236.69,635.26,589.54,661.21,421.5,557.27,652.70000000000005,602.77,512.95000000000005,543.22,254.92,630.23,691.75,27.3,32.369999999999997,430.2,414.63,110.14,110.94,660.08,253.34,426.56,656.32,682.72,659,646.42999999999995,652.11,661.78,433.27,141.81,97.42,151.79,82.64,133.75,45.86,619.12,200.03,628.26,594.52,573.67999999999995,608.47,621.07000000000005,144.80000000000001,28.35,393.34,672.23,70.48,26.85,28.28,605.01,121.48,46.3,54.47,134.54,152.38999999999999,226.03,180.9,143.86000000000001,51.02,645.62,393.95,622.61,595.86,627.4,612.66,531.54,607.45000000000005,12.78,16.2,624.17999999999995,522.16999999999996,12.21,391.07,648.49,114.85,469.94,11.35,33.56,550,677.54,31.07,601.01,626.6,639.09,36.46,116.42,482.51,655.54,484.72,641.66,597.46,11.97,584.26,380.55,628.63,663.81,639.91,29.48,30.23,11.45,22.16,148.29,153.52000000000001,21.16]
[21.57,"14:00:00",540.91,542.38,551.83000000000004,520.29,563.24,539.17999999999995,126.5,432.29,63.06,93.11,567.84,545.36,555.04,67.19,62.39,105.43,113.49,22.67,372.99,649.45000000000005,636.5,594.84,12.03,436.98,295.45999999999998,608.9,443.62,568.80999999999995,657.99,649.19000000000005,647.03,605.91999999999996,604.6,565.69000000000005,525.49,30.4,618.67999999999995,172.77,509.11,617.09,623.32000000000005,630.91999999999996,172.34,652.99,559.91,657.18,315.35000000000002,662.09,683.72,174.04,35.9,58.25,110.05,622.16999999999996,171.86,528.85,609.49,667.89,726.29,550.14,637,22.79,329.04,229.34,642.94000000000005,671.08,647.4,662.53,651.51,668.96,584.88,640.73,603.86,646.5,629.20000000000005,647.28,640.89,666.64,649.98,406.45,227.57,282.26,184.49,231.77,70.2,46.58,657.76,131.61000000000001,460.41,603.13,609.92999999999995,667.06,652.12,627.47,571.26,556.80999999999995,57.12,66.790000000000006,31.8,135.12,50.54,145.99,660.43,585.13,140.08000000000001,148.16,629.71,667.45,73.73,491.9,664.21,628.1,57.6,65.08,241.37,664.1,645.15,550.98,604.07000000000005,615.91,604.27,556.49,563.55999999999995,569.98,599.99,515.61,626.1,626.16999999999996,446.21,84.26,598.21,609.9,615.64,133.57,584.02,92.83,79.349999999999994,439.13,638.05999999999995,608.78,534.36,584.36,38.25,623.54,616.71,604.20000000000005,599.19000000000005,599.57000000000005,606.21,492.35,580.34,597.64,585.98,571.66999999999996,443.75,91,605.09,527.77,607.82000000000005,564.19000000000005,604.69000000000005,525.4,588.42999999999995,355.16,48.1,560.23,557.38,301.77,582.15,587.67999999999995,588.66999999999996,581.47,578.12,589.5,553.42999999999995,573.09,587.15,591.13,588.82000000000005,563.64,601.42999999999995,600.51,591.26,596.72,518.79999999999995,507.67,585.58000000000004,592.35,601.32000000000005,342.91,605.72,608.03,594.19000000000005,563.89,595.41999999999996,596.62,538.16,588.09,314.94,609.77,580.61,598.83000000000004,585.9,268.72000000000003,501.48,544.1,577.03,574.36,564.08000000000004,68.59,611.21,565.03,605.65,492.7,616.13,607.03,601.47,239.86,502.21,599.76,593.36,512.21,461.42,598.29999999999995,591.44000000000005,217.52,582.30999999999995,609.71,598.77,351.6,584.66999999999996,180.26,303.48,88.99,598.11,588.66,433.06,351.21,350.27,562.13,596.1,584.01,562.48,593.99,579.19000000000005,602.84,611.99,608.9,516.35,90.76,294.54000000000002,159.94,594.69000000000005,390.25,557.22,580.9,592.78,569.46,356.11,79.180000000000007,129.03,340.3,581.30999999999995,509.69,558.64,469.81,525.71,547.6,472.13,411.4,110.91,231.25,545.58000000000004,608.01,20.399999999999999,48.53,250.05,405.94,133.76,144.38,253.95,538,574.79,178.42,557.5,540.01,516.59,510.18,535.79999999999995,289.43,135.88999999999999,96.82,104.59,104.59,113.56,58.45,474.83,110.6,502.05,490.09,488.25,503.07,493.39,68.12,20.65,439.55,557.65,67.510000000000005,17.190000000000001,9.5399999999999991,554.87,176.81,44.8,200,291.63,162.34,48.41,112.97,138.41,195.1,523.24,492.86,511.23,468.36,500.79,492.26,528.65,484.53,6.42,20.43,502.34,458.59,14.23,494.69,525.94000000000005,19,366.5,8.18,23.36,560.1,554.14,26.64,543.13,496.78,508.29,23.86,537.74,245.35,420.03,504.99,15.68,507.83,69.989999999999995,463.03,294.92,427.84,515.84,523.64,18.68,11.25,21.13,15.73,139.83000000000001,396.26,12.83]
[18.68,"15:00:00",314.23,323.43,335.27,347.72,358.81,372.87,74.66,164.5,12.33,36.15,385.88,400.4,357.68,65.48,76.86,350.05,5.77,4.17,239.83,456.18,462.95,464.15,33.479999999999997,236.75,518.78,524.20000000000005,175.79,486.28,488.59,504.17,472.38,428.01,431.86,469.03,392.92,22.34,454.5,20.97,470.98,476.73,512.71,239.44,39.58,508.64,478.36,513.19000000000005,482.77,525.75,457.34,99.04,10.76,36.18,48.32,443.84,11.96,521.59,504.66,412.48,547.53,474.66,495.04,20.63,269.73,215.64,507.51,512.44000000000005,263.31,518.97,504.97,502.85,511.02,499.55,457.63,480.85,480.51,485.98,501.13,505.43,496.12,466.94,123.91,18.13,49.85,367.12,266.68,31.06,507.66,45.06,272.64,462.2,525.73,490.63,490.86,482.11,471.02,496.49,26.52,39.5,43.67,85.14,48.06,187.69,502.09,494.73,152.72,147.08000000000001,471.49,495.81,63.03,61.1,491.81,403.94,56.16,41.16,505.08,506.18,455.39,450.57,470.42,480.22,456.42,447.03,398.98,465.2,413.68,465.53,479.5,478.78,344.81,106.97,463.19,474.16,379.56,82.52,453.91,172.49,28.25,405.79,481.3,475.25,351.68,465.23,427.29,482.06,470.09,460.87,464.78,465.47,468.16,178.55,457.42,462.65,451.35,445.44,311.75,263.91000000000003,459.33,456.49,467.94,459.46,468.98,460.99,489.57,401.93,47.86,439.82,453.98,306.77,457.89,462.41,454.64,447.26,448.89,453.57,398.29,246.37,457.26,447.46,457.8,451.78,466.49,470.56,463.73,467.87,174.49,443.2,457.94,272.82,477.23,99.45,397.81,476.39,466.14,472.37,468.25,468.77,221.07,463.07,369.63,481.72,463.71,479.97,466.58,121.01,456.55,445.56,449.79,465.3,442.9,262.76,75.03,266.88,476.46,489.16,439.41,480.54,479.55,194.41,196.91,479.7,472.27,136.18,350.91,479.59,453.32,425.98,46.52,478.05,464.72,87.22,458.61,64.88,429.16,64.040000000000006,460.08,459.86,390.33,341.6,29.63,454.94,454.99,460.11,436.22,304.62,301.10000000000002,303.58,285.39,294.06,275.83,80.180000000000007,49.4,116.5,296.27,251.18,265.77999999999997,290,261.60000000000002,269.73,246.85,36.61,99.98,430.48,264.69,244.05,183.95,222.98,259.41000000000003,244.68,231.4,150.04,203.53,182.37,230.26,406.85,11.91,19.829999999999998,284.95,329.23,85.97,93.19,352.12,392.13,410.1,185.07,392.07,378.95,272.3,325.36,373.72,173.29,106.18,48.6,91.09,223.45,23.6,57.83,256.23,274.62,285.81,179.72,319.05,311.02999999999997,329.92,88.44,11.41,311.01,394.25,21.88,2.83,4.92,369.22,278.87,70.8,297.01,375.11,320.49,82.48,12.13,20.149999999999999,52.69,308.58,357.07,343.62,331.57,326.63,313.39999999999998,309.20999999999998,297.31,0.73,6.44,273.05,328.54,7.09,20.78,395.2,3.07,4.6900000000000004,4.6500000000000004,55.52,280.20999999999998,366.77,5.78,132.13999999999999,352.66,360.03,4.67,350.63,124.52,268.10000000000002,356.62,74.08,367.58,48.09,90,146.69999999999999,300.89999999999998,388.72,234.16,2.0299999999999998,4.0599999999999996,4.7,5.94,102.59,304.37,2.09]
[0,"16:00:00",0,0,0,0,0,0,0,0,0,0,0,0,0,0,0,0,0,0,0,0,0,0,0,0,0,0,0,0,0,0,0,12.37,13.13,208.49,15.56,18.93,150.61000000000001,7.62,185,198.26,171.18,273.56,6.11,210.65,272.94,286.66000000000003,330.78,279.75,291.91000000000003,9.3800000000000008,38.61,19.82,83.88,218.71,46.5,290.55,328.75,317.12,244.59,255.65,285.89999999999998,41.75,152.63999999999999,113.74,262.70999999999998,249.36,293.37,295.02999999999997,298.61,287.45999999999998,254.39,294.88,264.01,279.38,280.31,284.04000000000002,300.05,303.56,287.83,276.74,65.760000000000005,56.75,23.52,198.61,35.25,45.62,311.12,216.69,242.48,259.39999999999998,297.20999999999998,287.23,299.14,287.51,277.39,214.78,11.25,27.15,285.74,46.58,35.409999999999997,75.95,302.83999999999997,286.3,154.87,115.3,227.43,298.33999999999997,44.46,113.56,284.77999999999997,294.49,27.54,21.98,175.27,296.55,219.15,293.92,285.75,284.33,199.15,195.61,228.66,214.87,15.86,231.13,214.57,213.01,203.55,57.55,203.4,212.42,153.69,19.16,282.27,71.239999999999995,18.13,216.81,210.2,218.7,153.85,143.25,180,229.42,229.47,212.53,221.11,226.64,223.71,145.6,204.63,279.81,277.87,272.26,231.86,231.28,288.97000000000003,290.25,283.37,294.29000000000002,284.2,293.56,283.17,243.5,33.57,255.69,284.58999999999997,233.36,286.39,289.14,287.17,276.56,261.11,284.31,259.07,175.48,289.76,287.89,287.64999999999998,283.7,296.37,295.7,292.70999999999998,293.5,23.33,309.32,125.5,246.38,300.07,222.86,69.790000000000006,147.86000000000001,283.32,301.25,294.45,298.23,292.27,291.37,108.91,301.89999999999998,291.95,299.87,309.69,134.83000000000001,266.42,265.66000000000003,280.17,286.33,276.92,274.95,43.46,170.88,286.54000000000002,256.98,312.04000000000002,303.51,306.02999999999997,116.05,199.82,303.5,295.79000000000002,99.68,179.48,297.52,178.26,26.94,211.54,297.39999999999998,280.2,90.34,279.64999999999998,47.05,227.97,127.46,275.98,283.06,270.75,193.07,33.24,272.33,269.17,265.58999999999997,255.94,260.98,265.75,255.75,264.23,229.69,257.92,104.87,87.37,9.18,254.2,262.89,228.52,247.4,214.34,235.6,224.17,24.11,97.75,161.80000000000001,226.83,166.83,216.83,195.58,155.27000000000001,194.68,139.76,170.55,187.05,182.02,192.43,222.91,2.81,13.26,62.86,149.76,4.8099999999999996,9.3699999999999992,177.21,169.78,148.93,102.92,131.63999999999999,123.11,59.76,104.83,167.05,50.65,78.14,48.82,27.95,0,5.72,10.09,9.4499999999999993,5.72,6.69,6.2,5.21,0,0,0,0,0,0,0,0,0,0,0,0,0,0,0,0,0,0,0,0,0,0,0,0,0,0,0,0,0,0,0,0,0,0,0,0,0,0,0,0,0,0,0,0,0,0,0,0,0,0,0,0,0,0,0,0,0,0,0,0,0,0,0,0]
[0,"17:00:00",0,0,0,0,0,0,0,0,0,0,0,0,0,0,0,0,0,0,0,0,0,0,0,0,0,0,0,0,0,0,0,0,0,0,0,0,0,0,0,0,0,0,0,0,0,0,0,0,0,0,0,0,0,0,0,0,0,0,0,0,0,0,0,0,2.09,5.6,6.54,7.53,8.6999999999999993,9.25,9.75,11.52,10.87,50.98,53.94,64.63,57.49,59.52,54.86,49.03,15.43,22.19,0.61,55.92,26.08,1.45,58.29,30.25,39.729999999999997,37.47,70.56,74.73,71.86,69.099999999999994,70.03,62.36,29.27,4.97,74.319999999999993,11,44.75,39.97,72.08,73.62,7.56,9.07,74.72,73.989999999999995,45.65,55.77,41.55,75.44,13.96,9.56,15.14,71.209999999999994,71.69,74.680000000000007,77.61,75.83,78.400000000000006,77.540000000000006,62.42,72.42,14.87,78.67,82.04,81.069999999999993,87.85,67.64,89.98,90.87,67.77,73.13,92.37,16.63,8.15,93.21,92.32,93.56,86.12,67.569999999999993,99.55,87.32,95.72,97.75,93.98,89.65,92.84,34.119999999999997,37,99.89,93.39,95.47,92.01,98.5,94.73,96.32,110.14,98.56,97.86,101.82,102.58,107.8,14.09,107.82,109.22,100.01,97.72,102.71,101.94,112,102.26,97.47,116.77,99.92,97.98,101.37,114.23,42.73,102.4,104.81,105.58,107.21,70.260000000000005,107.71,86.33,14.58,97.41,113,40.53,110.34,12.87,110.56,107.2,108.68,110,108.52,95.37,108.31,107.93,107.8,98.57,114.79,113.66,109.41,108.97,107.29,106.48,107.25,13.19,47.53,103,103.91,102.2,102.37,101.82,42.73,103.62,100.91,98.69,75.38,23.73,96.78,95.43,96.94,92.84,90.64,84.6,83.02,85.82,30.19,85.35,4.7,80.61,78.760000000000005,70.900000000000006,60.08,9.1199999999999992,55.1,70.69,68.03,65.23,64.33,62.78,60.99,60.56,58.6,55.66,35.799999999999997,41.66,13.45,37.19,29.61,35.01,32.78,30.92,28.12,27.28,8.1199999999999992,15.69,15.56,12.15,11.06,9.91,8.18,6.58,5.57,0,0,0,0,0,0,0,0,0,0,0,0,0,0,0,0,0,0,0,0,0,0,0,0,0,0,0,0,0,0,0,0,0,0,0,0,0,0,0,0,0,0,0,0,0,0,0,0,0,0,0,0,0,0,0,0,0,0,0,0,0,0,0,0,0,0,0,0,0,0,0,0,0,0,0,0,0,0,0,0,0,0,0,0,0,0,0,0,0,0,0,0,0,0,0,0,0]
[0,"18:00:00",0,0,0,0,0,0,0,0,0,0,0,0,0,0,0,0,0,0,0,0,0,0,0,0,0,0,0,0,0,0,0,0,0,0,0,0,0,0,0,0,0,0,0,0,0,0,0,0,0,0,0,0,0,0,0,0,0,0,0,0,0,0,0,0,0,0,0,0,0,0,0,0,0,0,0,0,0,0,0,0,0,0,0,0,0,0,0,0,0,0,0,0,0,0,0,0,0,0,0,0,0,0,0,0,0,0,0,0,0,0,1.96,4.3,0,2.44,4.79,7.21,7.7,0,9.26,10.87,9.69,11.95,13.2,6.11,4.21,15.02,14.97,15.73,17.68,10.039999999999999,19.54,15.76,19.260000000000002,6.15,22.12,9.3800000000000008,0.42,20.62,23.55,25.88,20.12,27.71,27.69,24.56,29.42,26.77,29.05,28.8,27.02,6.31,34.68,31.48,31.3,31.01,34.26,35.61,30.75,32.19,31.04,33.35,32.99,29.85,35.549999999999997,37.18,35.44,6.92,34.69,37.78,31.63,35.03,7.23,35.24,34.619999999999997,31.38,32.72,30.76,29.42,31.11,40.549999999999997,42.53,31.77,31.6,31.75,31.27,41.58,35.78,11.8,3.66,39.93,42.53,6.5,35.159999999999997,9.5,31.86,31.16,31.18,33.590000000000003,30.12,16.68,31.19,27.25,27.9,20.350000000000001,28.4,30.23,31.85,29.16,26.64,28.12,27.7,27.19,28.03,22.66,27.51,22.3,22.27,21.6,8.3000000000000007,21.41,20.71,19.91,10.5,18,17.03,15.82,15.65,14.31,12.98,12.27,4.91,9.99,0.08,8.82,7.19,5.97,5.46,0,0,0,0,0,0,0,0,0,0,0,0,0,0,0,0,0,0,0,0,0,0,0,0,0,0,0,0,0,0,0,0,0,0,0,0,0,0,0,0,0,0,0,0,0,0,0,0,0,0,0,0,0,0,0,0,0,0,0,0,0,0,0,0,0,0,0,0,0,0,0,0,0,0,0,0,0,0,0,0,0,0,0,0,0,0,0,0,0,0,0,0,0,0,0,0,0,0,0,0,0,0,0,0,0,0,0,0,0,0,0,0,0,0,0,0,0,0,0,0,0,0,0,0,0,0,0,0,0]
[0,"19:00:00",0,0,0,0,0,0,0,0,0,0,0,0,0,0,0,0,0,0,0,0,0,0,0,0,0,0,0,0,0,0,0,0,0,0,0,0,0,0,0,0,0,0,0,0,0,0,0,0,0,0,0,0,0,0,0,0,0,0,0,0,0,0,0,0,0,0,0,0,0,0,0,0,0,0,0,0,0,0,0,0,0,0,0,0,0,0,0,0,0,0,0,0,0,0,0,0,0,0,0,0,0,0,0,0,0,0,0,0,0,0,0,0,0,0,0,0,0,0,0,0,0,0,0,0,0,0,0,0,0,0,0,0,0,0,0,0,0,0,0,0,0,0,0,0,0,0,0,0,0,0,0,0,0,0,0,0,0,0,0,0,0,0,0,0,0,0,0,0,0,0,0,0,0,0,0,0,0,0,0,0,0,0,0,0,0,0,0,0,0,0,0,0,0,0,0,0,0,0,0,0,0,0,0,0,0,0,0,0,0,0,0,0,0,0,0,0,0,0,0,0,0,0,0,0,0,0,0,0,0,0,0,0,0,0,0,0,0,0,0,0,0,0,0,0,0,0,0,0,0,0,0,0,0,0,0,0,0,0,0,0,0,0,0,0,0,0,0,0,0,0,0,0,0,0,0,0,0,0,0,0,0,0,0,0,0,0,0,0,0,0,0,0,0,0,0,0,0,0,0,0,0,0,0,0,0,0,0,0,0,0,0,0,0,0,0,0,0,0,0,0,0,0,0,0,0,0,0,0,0,0,0,0,0,0,0,0,0,0,0,0,0,0,0,0,0,0,0,0,0,0,0,0,0,0,0,0,0,0,0,0,0,0,0,0,0]
[0,"20:00:00",0,0,0,0,0,0,0,0,0,0,0,0,0,0,0,0,0,0,0,0,0,0,0,0,0,0,0,0,0,0,0,0,0,0,0,0,0,0,0,0,0,0,0,0,0,0,0,0,0,0,0,0,0,0,0,0,0,0,0,0,0,0,0,0,0,0,0,0,0,0,0,0,0,0,0,0,0,0,0,0,0,0,0,0,0,0,0,0,0,0,0,0,0,0,0,0,0,0,0,0,0,0,0,0,0,0,0,0,0,0,0,0,0,0,0,0,0,0,0,0,0,0,0,0,0,0,0,0,0,0,0,0,0,0,0,0,0,0,0,0,0,0,0,0,0,0,0,0,0,0,0,0,0,0,0,0,0,0,0,0,0,0,0,0,0,0,0,0,0,0,0,0,0,0,0,0,0,0,0,0,0,0,0,0,0,0,0,0,0,0,0,0,0,0,0,0,0,0,0,0,0,0,0,0,0,0,0,0,0,0,0,0,0,0,0,0,0,0,0,0,0,0,0,0,0,0,0,0,0,0,0,0,0,0,0,0,0,0,0,0,0,0,0,0,0,0,0,0,0,0,0,0,0,0,0,0,0,0,0,0,0,0,0,0,0,0,0,0,0,0,0,0,0,0,0,0,0,0,0,0,0,0,0,0,0,0,0,0,0,0,0,0,0,0,0,0,0,0,0,0,0,0,0,0,0,0,0,0,0,0,0,0,0,0,0,0,0,0,0,0,0,0,0,0,0,0,0,0,0,0,0,0,0,0,0,0,0,0,0,0,0,0,0,0,0,0,0,0,0,0,0,0,0,0,0,0,0,0,0,0,0,0,0,0,0]
[0,"21:00:00",0,0,0,0,0,0,0,0,0,0,0,0,0,0,0,0,0,0,0,0,0,0,0,0,0,0,0,0,0,0,0,0,0,0,0,0,0,0,0,0,0,0,0,0,0,0,0,0,0,0,0,0,0,0,0,0,0,0,0,0,0,0,0,0,0,0,0,0,0,0,0,0,0,0,0,0,0,0,0,0,0,0,0,0,0,0,0,0,0,0,0,0,0,0,0,0,0,0,0,0,0,0,0,0,0,0,0,0,0,0,0,0,0,0,0,0,0,0,0,0,0,0,0,0,0,0,0,0,0,0,0,0,0,0,0,0,0,0,0,0,0,0,0,0,0,0,0,0,0,0,0,0,0,0,0,0,0,0,0,0,0,0,0,0,0,0,0,0,0,0,0,0,0,0,0,0,0,0,0,0,0,0,0,0,0,0,0,0,0,0,0,0,0,0,0,0,0,0,0,0,0,0,0,0,0,0,0,0,0,0,0,0,0,0,0,0,0,0,0,0,0,0,0,0,0,0,0,0,0,0,0,0,0,0,0,0,0,0,0,0,0,0,0,0,0,0,0,0,0,0,0,0,0,0,0,0,0,0,0,0,0,0,0,0,0,0,0,0,0,0,0,0,0,0,0,0,0,0,0,0,0,0,0,0,0,0,0,0,0,0,0,0,0,0,0,0,0,0,0,0,0,0,0,0,0,0,0,0,0,0,0,0,0,0,0,0,0,0,0,0,0,0,0,0,0,0,0,0,0,0,0,0,0,0,0,0,0,0,0,0,0,0,0,0,0,0,0,0,0,0,0,0,0,0,0,0,0,0,0,0,0,0,0,0,0]
[0,"22:00:00",0,0,0,0,0,0,0,0,0,0,0,0,0,0,0,0,0,0,0,0,0,0,0,0,0,0,0,0,0,0,0,0,0,0,0,0,0,0,0,0,0,0,0,0,0,0,0,0,0,0,0,0,0,0,0,0,0,0,0,0,0,0,0,0,0,0,0,0,0,0,0,0,0,0,0,0,0,0,0,0,0,0,0,0,0,0,0,0,0,0,0,0,0,0,0,0,0,0,0,0,0,0,0,0,0,0,0,0,0,0,0,0,0,0,0,0,0,0,0,0,0,0,0,0,0,0,0,0,0,0,0,0,0,0,0,0,0,0,0,0,0,0,0,0,0,0,0,0,0,0,0,0,0,0,0,0,0,0,0,0,0,0,0,0,0,0,0,0,0,0,0,0,0,0,0,0,0,0,0,0,0,0,0,0,0,0,0,0,0,0,0,0,0,0,0,0,0,0,0,0,0,0,0,0,0,0,0,0,0,0,0,0,0,0,0,0,0,0,0,0,0,0,0,0,0,0,0,0,0,0,0,0,0,0,0,0,0,0,0,0,0,0,0,0,0,0,0,0,0,0,0,0,0,0,0,0,0,0,0,0,0,0,0,0,0,0,0,0,0,0,0,0,0,0,0,0,0,0,0,0,0,0,0,0,0,0,0,0,0,0,0,0,0,0,0,0,0,0,0,0,0,0,0,0,0,0,0,0,0,0,0,0,0,0,0,0,0,0,0,0,0,0,0,0,0,0,0,0,0,0,0,0,0,0,0,0,0,0,0,0,0,0,0,0,0,0,0,0,0,0,0,0,0,0,0,0,0,0,0,0,0,0,0,0,0]
[0,"23:00:00",0,0,0,0,0,0,0,0,0,0,0,0,0,0,0,0,0,0,0,0,0,0,0,0,0,0,0,0,0,0,0,0,0,0,0,0,0,0,0,0,0,0,0,0,0,0,0,0,0,0,0,0,0,0,0,0,0,0,0,0,0,0,0,0,0,0,0,0,0,0,0,0,0,0,0,0,0,0,0,0,0,0,0,0,0,0,0,0,0,0,0,0,0,0,0,0,0,0,0,0,0,0,0,0,0,0,0,0,0,0,0,0,0,0,0,0,0,0,0,0,0,0,0,0,0,0,0,0,0,0,0,0,0,0,0,0,0,0,0,0,0,0,0,0,0,0,0,0,0,0,0,0,0,0,0,0,0,0,0,0,0,0,0,0,0,0,0,0,0,0,0,0,0,0,0,0,0,0,0,0,0,0,0,0,0,0,0,0,0,0,0,0,0,0,0,0,0,0,0,0,0,0,0,0,0,0,0,0,0,0,0,0,0,0,0,0,0,0,0,0,0,0,0,0,0,0,0,0,0,0,0,0,0,0,0,0,0,0,0,0,0,0,0,0,0,0,0,0,0,0,0,0,0,0,0,0,0,0,0,0,0,0,0,0,0,0,0,0,0,0,0,0,0,0,0,0,0,0,0,0,0,0,0,0,0,0,0,0,0,0,0,0,0,0,0,0,0,0,0,0,0,0,0,0,0,0,0,0,0,0,0,0,0,0,0,0,0,0,0,0,0,0,0,0,0,0,0,0,0,0,0,0,0,0,0,0,0,0,0,0,0,0,0,0,0,0,0,0,0,0,0,0,0,0,0,0,0,0,0,0,0,0,0,0,0]
[0]
[0]
[0]
[0]
[0]
[0]
[0]
[0]
[24.22]
[58.76]
[41.87]
[51.59]
[25.72]
[40.24]
[46.48]
[13.59]
[0]
[0]
[0]
[0]
[0]
[0]
[0]
[0]
[0]
[0]
[0]
[0]
[0]
[0]
[0]
[0]
[37.72]
[31.61]
[94.39]
[70.87]
[21.53]
[27.86]
[42.61]
[12.15]
[0]
[0]
[0]
[0]
[0]
[0]
[0]
[0]
[0]
[0]
[0]
[0]
[0]
[0]
[0]
[0]
[156.9]
[300.70999999999998]
[307.27]
[130]
[59.16]
[47.63]
[47.83]
[66.44]
[0]
[0]
[0]
[0]
[0]
[0]
[0]
[0]
[0]
[0]
[0]
[0]
[0]
[0]
[0]
[0]
[83.11]
[158.1]
[612.29999999999995]
[687.39]
[674.79]
[583.80999999999995]
[439.16]
[157.62]
[0]
[0]
[0]
[0]
[0]
[0]
[0]
[0]
[0]
[0]
[0]
[0]
[0]
[0]
[0]
[0]
[43.45]
[59.32]
[47.05]
[63.81]
[42.14]
[41.28]
[28.01]
[9.7100000000000009]
[0]
[0]
[0]
[0]
[0]
[0]
[0]
[0]
[0]
[0]
[0]
[0]
[0]
[0]
[0]
[0]
[38.17]
[39.729999999999997]
[34.32]
[30.55]
[40.130000000000003]
[32.590000000000003]
[24.61]
[6.75]
[0]
[0]
[0]
[0]
[0]
[0]
[0]
[0]
[0]
[0]
[0]
[0]
[0]
[0]
[0]
[0]
[6.22]
[73.58]
[47.06]
[31.23]
[41.64]
[25.4]
[28.98]
[22.72]
[0]
[0]
[0]
[0]
[0]
[0]
[0]
[0]
[0]
[0]
[0]
[0]
[0]
[0]
[0]
[0]
[296.39]
[533.16999999999996]
[656.7]
[721.19]
[303.60000000000002]
[493.86]
[486.75]
[236.56]
[0]
[0]
[0]
[0]
[0]
[0]
[0]
[0]
[0]
[0]
[0]
[0]
[0]
[0]
[0]
[0]
[342.92]
[530.19000000000005]
[662.06]
[714.56]
[702.61]
[631.51]
[495.01]
[243.91]
[0]
[0]
[0]
[0]
[0]
[0]
[0]
[0]
[0]
[0]
[0]
[0]
[0]
[0]
[0]
[0]
[84.8]
[307.18]
[236.1]
[273.2]
[375.71]
[418.53]
[305.10000000000002]
[172.41]
[0]
[0]
[0]
[0]
[0]
[0]
[0]
[0]
[0]
[0]
[0]
[0]
[0]
[0]
[0]
[0]
[167.14]
[291.26]
[171.11]
[664.19]
[680.48]
[466.56]
[432.76]
[243.69]
[0]
[0]
[0]
[0]
[0]
[0]
[0]
[0]
[0]
[0]
[0]
[0]
[0]
[0]
[0]
[0]
[14.1]
[100.62]
[81.19]
[366.57]
[632.73]
[386.87]
[474.98]
[266.43]
[0]
[0]
[0]
[0]
[0]
[0]
[0]
[0]
[0]
[0]
[0]
[0]
[0]
[0]
[0]
[0]
[308.63]
[523.75]
[624.88]
[694.83]
[673.58]
[471.26]
[503.69]
[154.66999999999999]
[0]
[0]
[0]
[0]
[0]
[0]
[0]
[0]
[0]
[0]
[0]
[0]
[0]
[0]
[0]
[0]
[9.39]
[16.579999999999998]
[23.48]
[112.35]
[18.39]
[29.7]
[20.43]
[5.0599999999999996]
[0]
[0]
[0]
[0]
[0]
[0]
[0]
[0]
[0]
[0]
[0]
[0]
[0]
[0]
[0]
[0]
[57.07]
[41.99]
[36.35]
[83.42]
[41.43]
[12.51]
[6.86]
[28.65]
[0]
[0]
[0]
[0]
[0]
[0]
[0]
[0]
[0]
[0]
[0]
[0]
[0]
[0]
[0]
[0]
[148.22]
[76.03]
[56.28]
[17.32]
[38.56]
[34.020000000000003]
[69.099999999999994]
[9.3699999999999992]
[0]
[0]
[0]
[0]
[0]
[0]
[0]
[0]
[0]
[0]
[0]
[0]
[0]
[0]
[0]
[0]
[136.68]
[140.47999999999999]
[298.05]
[402.52]
[111.86]
[82.39]
[57.59]
[92.44]
[0]
[0]
[0]
[0]
[0]
[0]
[0]
[0]
[0]
[0]
[0]
[0]
[0]
[0]
[0]
[0]
[70.849999999999994]
[18.87]
[69.17]
[24.38]
[112.28]
[91.57]
[37.04]
[11.33]
[0]
[0]
[0]
[0]
[0]
[0]
[0]
[0]
[0]
[0]
[0]
[0]
[0]
[0]
[0]
[0]
[372.52]
[412.58]
[426.23]
[628.62]
[739.38]
[686.11]
[548.57000000000005]
[340.69]
[0]
[0]
[0]
[0]
[0]
[0]
[0]
[0]
[0]
[0]
[0]
[0]
[0]
[0]
[0]
[0]
[352.91]
[542]
[526.34]
[649.41]
[728.03]
[461.69]
[585.78]
[178.3]
[0]
[0]
[0]
[0]
[0]
[0]
[0]
[0]
[0]
[0]
[0]
[0]
[0]
[0]
[0]
[0]
[116.29]
[158.72]
[192.9]
[396.02]
[326.58]
[543]
[562.46]
[346.03]
[0]
[0]
[0]
[0]
[0]
[0]
[0]
[0]
[0]
[0]
[0]
[0]
[0]
[0]
[0]
[0]
[134.46]
[117.36]
[132.83000000000001]
[68.02]
[106.01]
[65.62]
[38.82]
[45]
[0]
[0]
[0]
[0]
[0]
[0]
[0]
[0]
[0]
[0]
[0]
[0]
[0]
[0]
[0]
[0]
[142.41]
[504.24]
[126.92]
[669.81]
[720.77]
[640.62]
[495.53]
[309.12]
[0]
[0]
[0]
[0]
[0]
[0]
[0]
[0]
[0]
[0]
[0]
[0]
[0]
[0]
[0]
[0]
[299.49]
[534.16999999999996]
[456.5]
[288.54000000000002]
[174.94]
[186.91]
[505.4]
[315.89]
[0]
[0]
[0]
[0]
[0]
[0]
[0]
[0]
[0]
[0]
[0]
[0]
[0]
[0]
[0]
[0]
[250.98]
[311.72000000000003]
[281.92]
[331.56]
[515.92999999999995]
[648.20000000000005]
[453.42]
[349.5]
[0]
[0]
[0]
[0]
[0]
[0]
[0]
[0]
[0]
[0]
[0]
[0]
[0]
[0]
[0]
[0]
[67.87]
[193.65]
[153.32]
[231.48]
[121.55]
[107.07]
[122.31]
[66.64]
[0]
[0]
[0]
[0]
[0]
[0]
[0]
[0]
[0]
[0]
[0]
[0]
[0]
[0]
[0]
[5.95]
[357.6]
[553.98]
[695.6]
[761.84]
[759.97]
[681.96]
[543.94000000000005]
[345.82]
[0]
[0]
[0]
[0]
[0]
[0]
[0]
[0]
[0]
[0]
[0]
[0]
[0]
[0]
[0]
[6.35]
[353.4]
[552.32000000000005]
[683.41]
[748.52]
[743.49]
[674.65]
[540.63]
[321.67]
[0]
[0]
[0]
[0]
[0]
[0]
[0]
[0]
[0]
[0]
[0]
[0]
[0]
[0]
[0]
[0.01]
[321.79000000000002]
[330.52]
[691.85]
[759.44]
[757.75]
[690.35]
[550.1]
[360.28]
[0]
[0]
[0]
[0]
[0]
[0]
[0]
[0]
[0]
[0]
[0]
[0]
[0]
[0]
[0]
[7.1]
[366.93]
[563.48]
[686.18]
[751.07]
[734.59]
[682.23]
[564.45000000000005]
[373.72]
[0]
[0]
[0]
[0]
[0]
[0]
[0]
[0]
[0]
[0]
[0]
[0]
[0]
[0]
[0]
[11.11]
[353.17]
[542.61]
[665.89]
[726.51]
[703.33]
[646.41999999999996]
[534.08000000000004]
[335.48]
[0]
[0]
[0]
[0]
[0]
[0]
[0]
[0]
[0]
[0]
[0]
[0]
[0]
[0]
[0]
[12.62]
[365.11]
[544.52]
[673.44]
[735.99]
[711.23]
[646.20000000000005]
[535.33000000000004]
[346.15]
[0.28000000000000003]
[0]
[0]
[0]
[0]
[0]
[0]
[0]
[0]
[0]
[0]
[0]
[0]
[0]
[0]
[4.71]
[336.82]
[545.86]
[624.69000000000005]
[722.21]
[718.07]
[662.83]
[549.54]
[134.72]
[0]
[0]
[0]
[0]
[0]
[0]
[0]
[0]
[0]
[0]
[0]
[0]
[0]
[0]
[0]
[86.44]
[359.43]
[527.86]
[664.74]
[713.91]
[715.1]
[645.80999999999995]
[527.15]
[342.32]
[1.87]
[0]
[0]
[0]
[0]
[0]
[0]
[0]
[0]
[0]
[0]
[0]
[0]
[0]
[0]
[85.3]
[352.55]
[541.02]
[667.06]
[692.61]
[740.76]
[642.79999999999995]
[518.17999999999995]
[362]
[6.38]
[0]
[0]
[0]
[0]
[0]
[0]
[0]
[0]
[0]
[0]
[0]
[0]
[0]
[0]
[0]
[110.47]
[96.14]
[139.74]
[198.56]
[98.01]
[126.93]
[79.2]
[50.12]
[2.02]
[0]
[0]
[0]
[0]
[0]
[0]
[0]
[0]
[0]
[0]
[0]
[0]
[0]
[0]
[92.61]
[371.16]
[562.05999999999995]
[697.36]
[747.87]
[731.27]
[670.06]
[564.01]
[375.23]
[8.36]
[0]
[0]
[0]
[0]
[0]
[0]
[0]
[0]
[0]
[0]
[0]
[0]
[0]
[0]
[98.02]
[371.23]
[563.34]
[703.46]
[766.85]
[763.36]
[702.4]
[577.20000000000005]
[387.95]
[10.199999999999999]
[0]
[0]
[0]
[0]
[0]
[0]
[0]
[0]
[0]
[0]
[0]
[0]
[0]
[0]
[60.57]
[374.74]
[572.74]
[711.69]
[772.68]
[761.39]
[707.49]
[584.14]
[392.8]
[15.16]
[0]
[0]
[0]
[0]
[0]
[0]
[0]
[0]
[0]
[0]
[0]
[0]
[0]
[0]
[123.3]
[388.27]
[590.19000000000005]
[711.68]
[768.63]
[742.92]
[690.17]
[573.61]
[399]
[20.58]
[0]
[0]
[0]
[0]
[0]
[0]
[0]
[0]
[0]
[0]
[0]
[0]
[0]
[0]
[117.65]
[373.73]
[548.42999999999995]
[741.43]
[765.65]
[577.46]
[702.47]
[575.54999999999995]
[397.31]
[16.809999999999999]
[0]
[0]
[0]
[0]
[0]
[0]
[0]
[0]
[0]
[0]
[0]
[0]
[0]
[0]
[129.21]
[379.7]
[564.77]
[682.1]
[731.9]
[704.87]
[659.62]
[553.57000000000005]
[384.41]
[21.1]
[0]
[0]
[0]
[0]
[0]
[0]
[0]
[0]
[0]
[0]
[0]
[0]
[0]
[0]
[132.24]
[380.25]
[563.38]
[666.21]
[723.34]
[706.67]
[665.2]
[552.47]
[384.09]
[25.47]
[0]
[0]
[0]
[0]
[0]
[0]
[0]
[0]
[0]
[0]
[0]
[0]
[0]
[0]
[142.4]
[387.33]
[575.87]
[686.73]
[756.43]
[750.74]
[696.35]
[570.15]
[390.68]
[30.35]
[0]
[0]
[0]
[0]
[0]
[0]
[0]
[0]
[0]
[0]
[0]
[0]
[0]
[0]
[148.69]
[394.41]
[582.26]
[688.33]
[754.76]
[734.83]
[687.8]
[562.66999999999996]
[400.6]
[135.25]
[0]
[0]
[0]
[0]
[0]
[0]
[0]
[0]
[0]
[0]
[0]
[0]
[0]
[0]
[85.38]
[408.47]
[549.34]
[675.87]
[745.24]
[737.34]
[693.06]
[569.44000000000005]
[399.45]
[146.97999999999999]
[0]
[0]
[0]
[0]
[0]
[0]
[0]
[0]
[0]
[0]
[0]
[0]
[0]
[0]
[134.96]
[381.91]
[567.27]
[674.63]
[740.36]
[745.59]
[697.89]
[559.62]
[373.59]
[111.76]
[0]
[0]
[0]
[0]
[0]
[0]
[0]
[0]
[0]
[0]
[0]
[0]
[0]
[0]
[152.56]
[377.9]
[568.04999999999995]
[642.05999999999995]
[753.04]
[719.91]
[656.9]
[555.65]
[328.01]
[151.62]
[0]
[0]
[0]
[0]
[0]
[0]
[0]
[0]
[0]
[0]
[0]
[0]
[0]
[0]
[28.63]
[78.56]
[125.04]
[250.99]
[460.59]
[644.99]
[643.16]
[582.11]
[409.85]
[161.01]
[0]
[0]
[0]
[0]
[0]
[0]
[0]
[0]
[0]
[0]
[0]
[0]
[0]
[0]
[41.29]
[46.49]
[143.22999999999999]
[64.31]
[139.33000000000001]
[619.1]
[394.74]
[78.25]
[91.16]
[60.84]
[0]
[0]
[0]
[0]
[0]
[0]
[0]
[0]
[0]
[0]
[0]
[0]
[0]
[0]
[68.34]
[303.72000000000003]
[395.59]
[478.82]
[751.59]
[752.67]
[643.09]
[575.29]
[197.3]
[170.62]
[0]
[0]
[0]
[0]
[0]
[0]
[0]
[0]
[0]
[0]
[0]
[0]
[0]
[0]
[24.38]
[23.15]
[47.9]
[40.159999999999997]
[74.72]
[86.14]
[138.16999999999999]
[62.99]
[187.29]
[38.51]
[0]
[0]
[0]
[0]
[0]
[0]
[0]
[0]
[0]
[0]
[0]
[0]
[0]
[0]
[29]
[217.28]
[504.77]
[546.6]
[212.83]
[143.97999999999999]
[201.86]
[165.16]
[195.38]
[28.6]
[0]
[0]
[0]
[0]
[0]
[0]
[0]
[0]
[0]
[0]
[0]
[0]
[0]
[0]
[12.34]
[87.15]
[61.58]
[131.01]
[450.63]
[162.35]
[71.349999999999994]
[102.75]
[60.49]
[98.16]
[0]
[0]
[0]
[0]
[0]
[0]
[0]
[0]
[0]
[0]
[0]
[0]
[0]
[0]
[180.25]
[334.59]
[339.27]
[525.17999999999995]
[535.6]
[655.25]
[718.75]
[607.12]
[358.37]
[165.92]
[0]
[0]
[0]
[0]
[0]
[0]
[0]
[0]
[0]
[0]
[0]
[0]
[0]
[0]
[24.38]
[34.06]
[63.74]
[47.19]
[41.72]
[29.5]
[48.53]
[67.36]
[30.15]
[43.38]
[0]
[0]
[0]
[0]
[0]
[0]
[0]
[0]
[0]
[0]
[0]
[0]
[0]
[0]
[25.45]
[59.16]
[62.88]
[90.57]
[155.16999999999999]
[63.61]
[152.53]
[126.16]
[133.71]
[51.54]
[0]
[0]
[0]
[0]
[0]
[0]
[0]
[0]
[0]
[0]
[0]
[0]
[0]
[0]
[58.36]
[156.55000000000001]
[202.59]
[317.76]
[611.71]
[695.51]
[617.12]
[530.79]
[437.97]
[163.29]
[0]
[0]
[0]
[0]
[0]
[0]
[0]
[0]
[0]
[0]
[0]
[0]
[0]
[0]
[191.7]
[206.04]
[92.25]
[247.18]
[131.27000000000001]
[245.42]
[215.37]
[102.15]
[44.71]
[1.52]
[0]
[0]
[0]
[0]
[0]
[0]
[0]
[0]
[0]
[0]
[0]
[0]
[0]
[0]
[52.28]
[92.44]
[80.260000000000005]
[73.569999999999993]
[350.93]
[151.24]
[148.94999999999999]
[108.02]
[193.37]
[46.51]
[0]
[0]
[0]
[0]
[0]
[0]
[0]
[0]
[0]
[0]
[0]
[0]
[0]
[0]
[154.72]
[411.66]
[598.78]
[728.47]
[795.23]
[747.52]
[726.06]
[605.85]
[433.37]
[181.3]
[0]
[0]
[0]
[0]
[0]
[0]
[0]
[0]
[0]
[0]
[0]
[0]
[0]
[0]
[202.75]
[430.55]
[603.04999999999995]
[720.53]
[784.45]
[759.65]
[725.99]
[611.04999999999995]
[436.47]
[200.38]
[0]
[0]
[0]
[0]
[0]
[0]
[0]
[0]
[0]
[0]
[0]
[0]
[0]
[0]
[199.78]
[438.8]
[619.34]
[721.26]
[787.14]
[777.47]
[735.01]
[621.02]
[447.1]
[198.67]
[0]
[0]
[0]
[0]
[0]
[0]
[0]
[0]
[0]
[0]
[0]
[0]
[0]
[0]
[161.77000000000001]
[332.31]
[478.65]
[469.46]
[558]
[398.98]
[503.17]
[369]
[234.96]
[118.29]
[0]
[0]
[0]
[0]
[0]
[0]
[0]
[0]
[0]
[0]
[0]
[0]
[0]
[0]
[78.36]
[222.94]
[214.64]
[417.38]
[423.63]
[310.39]
[550.70000000000005]
[111.4]
[269.37]
[32.94]
[0]
[0]
[0]
[0]
[0]
[0]
[0]
[0]
[0]
[0]
[0]
[0]
[0]
[0.71]
[197.22]
[415.92]
[471.96]
[642.5]
[325.43]
[702.06]
[398.35]
[74.260000000000005]
[30.89]
[39.97]
[0]
[0]
[0]
[0]
[0]
[0]
[0]
[0]
[0]
[0]
[0]
[0]
[0]
[1.0900000000000001]
[109.62]
[399.73]
[622.04]
[728.12]
[782.35]
[723.54]
[624.72]
[468.54]
[133.69]
[196.43]
[0]
[0]
[0]
[0]
[0]
[0]
[0]
[0]
[0]
[0]
[0]
[0]
[0]
[3.47]
[174.75]
[291.33999999999997]
[198.98]
[457.18]
[353.7]
[696.42]
[697.6]
[629.44000000000005]
[453.22]
[180.91]
[0]
[0]
[0]
[0]
[0]
[0]
[0]
[0]
[0]
[0]
[0]
[0]
[0]
[2.4700000000000002]
[213.45]
[459.15]
[635.63]
[742.14]
[800.45]
[789.03]
[746.43]
[627.91999999999996]
[449.93]
[206.75]
[0]
[0]
[0]
[0]
[0]
[0]
[0]
[0]
[0]
[0]
[0]
[0]
[0]
[8.33]
[230.69]
[468.96]
[638.96]
[750.42]
[808.03]
[798.07]
[742.85]
[625.88]
[446.7]
[208.51]
[0]
[0]
[0]
[0]
[0]
[0]
[0]
[0]
[0]
[0]
[0]
[0]
[0]
[9.1199999999999992]
[184.43]
[274.75]
[109.96]
[246.29]
[298.7]
[600.4]
[376.12]
[60.3]
[80.95]
[45.93]
[0]
[0]
[0]
[0]
[0]
[0]
[0]
[0]
[0]
[0]
[0]
[0]
[0]
[6.59]
[73.3]
[180.7]
[226]
[323.7]
[307.13]
[453.35]
[378.33]
[473.38]
[335.17]
[41.85]
[0]
[0]
[0]
[0]
[0]
[0]
[0]
[0]
[0]
[0]
[0]
[0]
[0]
[16.47]
[261.83]
[508.79]
[686.81]
[808.86]
[862.66]
[860.19]
[791.26]
[671.43]
[381.16]
[207.01]
[1.03]
[0]
[0]
[0]
[0]
[0]
[0]
[0]
[0]
[0]
[0]
[0]
[0]
[26.22]
[252.95]
[480.79]
[642.44000000000005]
[758.89]
[808.09]
[820.24]
[743.6]
[626.66999999999996]
[451.59]
[209.73]
[2.38]
[0]
[0]
[0]
[0]
[0]
[0]
[0]
[0]
[0]
[0]
[0]
[0]
[26.98]
[237.99]
[452.9]
[614.92999999999995]
[701.32]
[753.25]
[765.04]
[639.33000000000004]
[485.94]
[427.09]
[232.88]
[2.29]
[0]
[0]
[0]
[0]
[0]
[0]
[0]
[0]
[0]
[0]
[0]
[0]
[29.93]
[236.46]
[465.85]
[627.69000000000005]
[734.1]
[788.65]
[800.29]
[652.14]
[556.04]
[451.84]
[195.34]
[3.15]
[0]
[0]
[0]
[0]
[0]
[0]
[0]
[0]
[0]
[0]
[0]
[0]
[34.99]
[199.74]
[399.78]
[485.28]
[666.55]
[555.57000000000005]
[700.34]
[414.99]
[215.45]
[107.83]
[108.69]
[0]
[0]
[0]
[0]
[0]
[0]
[0]
[0]
[0]
[0]
[0]
[0]
[0]
[35.83]
[201.66]
[383.04]
[555.07000000000005]
[637.53]
[758.43]
[782.43]
[664.69]
[607.15]
[432.3]
[222.78]
[4.55]
[0]
[0]
[0]
[0]
[0]
[0]
[0]
[0]
[0]
[0]
[0]
[0]
[38.659999999999997]
[0]
[0]
[597.45000000000005]
[699.91]
[744.95]
[781.93]
[679.38]
[500.23]
[384.18]
[117.18]
[3.23]
[0]
[0]
[0]
[0]
[0]
[0]
[0]
[0]
[0]
[0]
[0]
[0]
[43.7]
[0]
[448.1]
[608.98]
[722.19]
[780.55]
[790.52]
[721.32]
[601.04999999999995]
[433.22]
[225.44]
[8.5399999999999991]
[0]
[0]
[0]
[0]
[0]
[0]
[0]
[0]
[0]
[0]
[0]
[0]
[13.65]
[83.57]
[127.07]
[633.57000000000005]
[739.63]
[787.54]
[788.55]
[714.61]
[599.63]
[427.83]
[216.75]
[9.6199999999999992]
[0]
[0]
[0]
[0]
[0]
[0]
[0]
[0]
[0]
[0]
[0]
[0]
[7.9]
[42.34]
[60.76]
[175.37]
[221.71]
[335.51]
[355.87]
[703.62]
[527.98]
[145.52000000000001]
[59.23]
[0.61]
[0]
[0]
[0]
[0]
[0]
[0]
[0]
[0]
[0]
[0]
[0]
[0]
[53.7]
[270.95]
[484.07]
[650.13]
[765.04]
[817.61]
[828.6]
[756.97]
[625.39]
[449.2]
[230.91]
[12.42]
[0]
[0]
[0]
[0]
[0]
[0]
[0]
[0]
[0]
[0]
[0]
[0]
[57.29]
[257.17]
[470.65]
[452.73]
[646.28]
[267.3]
[58.53]
[47.48]
[42.33]
[41.57]
[47.25]
[2.34]
[0]
[0]
[0]
[0]
[0]
[0]
[0]
[0]
[0]
[0]
[0]
[0]
[63.85]
[303.83999999999997]
[526.92999999999995]
[696.33]
[814.18]
[886.78]
[899.39]
[817.72]
[679.62]
[494.37]
[260.93]
[28.98]
[0]
[0]
[0]
[0]
[0]
[0]
[0]
[0]
[0]
[0]
[0]
[0]
[66.63]
[304.12]
[519.84]
[683.41]
[779.14]
[840.53]
[847.25]
[783.1]
[657.44]
[500.68]
[248.61]
[30.24]
[0]
[0]
[0]
[0]
[0]
[0]
[0]
[0]
[0]
[0]
[0]
[0]
[41.96]
[169.11]
[416.38]
[622.98]
[753.4]
[809.61]
[808.42]
[749.28]
[625.58000000000004]
[452.06]
[197.38]
[25.77]
[0]
[0]
[0]
[0]
[0]
[0]
[0]
[0]
[0]
[0]
[0]
[0]
[29.11]
[87.12]
[60.78]
[113.89]
[245.26]
[323.16000000000003]
[106.94]
[347.88]
[492.69]
[282.33]
[161.22999999999999]
[26.24]
[0]
[0]
[0]
[0]
[0]
[0]
[0]
[0]
[0]
[0]
[0]
[0]
[9.1199999999999992]
[91.63]
[170.03]
[331.58]
[196.87]
[105.42]
[92.29]
[132.06]
[293.77999999999997]
[35.229999999999997]
[21.79]
[34.83]
[0]
[0]
[0]
[0]
[0]
[0]
[0]
[0]
[0]
[0]
[0]
[0]
[74.75]
[295.69]
[514.99]
[676.86]
[772.12]
[824.86]
[835.99]
[744.81]
[492.4]
[403.66]
[193.36]
[34.700000000000003]
[0]
[0]
[0]
[0]
[0]
[0]
[0]
[0]
[0]
[0]
[0]
[0]
[46.85]
[223.34]
[508.94]
[674.05]
[768.14]
[806.71]
[820.51]
[739.91]
[620.47]
[449.66]
[222.76]
[33.01]
[0]
[0]
[0]
[0]
[0]
[0]
[0]
[0]
[0]
[0]
[0]
[0]
[78.75]
[296.05]
[513.61]
[683.29]
[790.28]
[815.49]
[827.16]
[778.56]
[631.72]
[485.46]
[131.41]
[21.2]
[0]
[0]
[0]
[0]
[0]
[0]
[0]
[0]
[0]
[0]
[0]
[0]
[82.12]
[306.82]
[534.67999999999995]
[704.72]
[809.74]
[861.38]
[860.97]
[784.55]
[653.11]
[468.74]
[256.85000000000002]
[36.78]
[0]
[0]
[0]
[0]
[0]
[0]
[0]
[0]
[0]
[0]
[0]
[0]
[75.42]
[258.8]
[525.47]
[699.92]
[737.07]
[832.2]
[845.99]
[782.7]
[663.23]
[469.47]
[252.36]
[38.21]
[0]
[0]
[0]
[0]
[0]
[0]
[0]
[0]
[0]
[0]
[0]
[0]
[87.32]
[304.56]
[518.57000000000005]
[676.63]
[775.01]
[835.69]
[825.78]
[651.85]
[398.74]
[388.99]
[203.57]
[16.87]
[0]
[0]
[0]
[0]
[0]
[0]
[0]
[0]
[0]
[0]
[0]
[0]
[89.5]
[307.94]
[98.88]
[256.32]
[307.82]
[158.72]
[260.75]
[420.25]
[285.02]
[232.79]
[31.68]
[23.63]
[0]
[0]
[0]
[0]
[0]
[0]
[0]
[0]
[0]
[0]
[0]
[0.51]
[88.6]
[299.17]
[509.7]
[668.72]
[767.83]
[821.13]
[821.09]
[746.48]
[606.12]
[433.12]
[156.09]
[27.93]
[0]
[0]
[0]
[0]
[0]
[0]
[0]
[0]
[0]
[0]
[0]
[0.84]
[92.23]
[305.79000000000002]
[506.01]
[619.74]
[606.48]
[742.02]
[696.28]
[665.05]
[563.98]
[423.35]
[244.85]
[40.11]
[0]
[0]
[0]
[0]
[0]
[0]
[0]
[0]
[0]
[0]
[0]
[0.83]
[93.95]
[294.07]
[514.02]
[675.43]
[776.85]
[806.9]
[759.4]
[694.15]
[584.21]
[378.84]
[175.14]
[28.62]
[0]
[0]
[0]
[0]
[0]
[0]
[0]
[0]
[0]
[0]
[0]
[0]
[88.47]
[163.38]
[446.88]
[582.76]
[431.32]
[735.97]
[750.81]
[698.59]
[602.15]
[436.47]
[232.05]
[43.29]
[0]
[0]
[0]
[0]
[0]
[0]
[0]
[0]
[0]
[0]
[0]
[0]
[22.35]
[59.83]
[142.53]
[337.33]
[276.3]
[702.61]
[514.54999999999995]
[129.56]
[166.05]
[38.32]
[26.34]
[6.44]
[0]
[0]
[0]
[0]
[0]
[0]
[0]
[0]
[0]
[0]
[0]
[0]
[47.48]
[292.44]
[70.430000000000007]
[34.9]
[67.28]
[113.35]
[219.38]
[63.39]
[369.38]
[179.95]
[76.260000000000005]
[43.79]
[0]
[0]
[0]
[0]
[0]
[0]
[0]
[0]
[0]
[0]
[0]
[5.56]
[107.48]
[344.77]
[563.42999999999995]
[719.76]
[828.42]
[869.95]
[860.27]
[779.06]
[653.71]
[465.95]
[260.29000000000002]
[47.69]
[0]
[0]
[0]
[0]
[0]
[0]
[0]
[0]
[0]
[0]
[0]
[5.04]
[87.29]
[188.62]
[520.88]
[638.26]
[696]
[676.53]
[463.9]
[654.38]
[322.49]
[426.77]
[236.53]
[46.64]
[0]
[0]
[0]
[0]
[0]
[0]
[0]
[0]
[0]
[0]
[0]
[10.050000000000001]
[108.66]
[328.61]
[526.98]
[657.5]
[691.32]
[802.04]
[803.62]
[735.28]
[617.88]
[449.75]
[247.88]
[47.97]
[0]
[0]
[0]
[0]
[0]
[0]
[0]
[0]
[0]
[0]
[0]
[11.86]
[109.43]
[325.44]
[518.47]
[657.66]
[757.91]
[790.11]
[810.33]
[739.64]
[586.07000000000005]
[453.21]
[251.74]
[48.54]
[0]
[0]
[0]
[0]
[0]
[0]
[0]
[0]
[0]
[0]
[0]
[7.71]
[98.11]
[289.72000000000003]
[493.22]
[658.24]
[739.12]
[788.79]
[797.25]
[677.43]
[605.13]
[427.59]
[191.7]
[47.99]
[0]
[0]
[0]
[0]
[0]
[0]
[0]
[0]
[0]
[0]
[0]
[14.03]
[110.45]
[320.8]
[517.41]
[667.27]
[754.74]
[805.46]
[802.44]
[731.26]
[612.77]
[440.15]
[242.06]
[49.16]
[0]
[0]
[0]
[0]
[0]
[0]
[0]
[0]
[0]
[0]
[0]
[0]
[12.16]
[50.72]
[42.28]
[36.24]
[55.4]
[44.87]
[43.92]
[94.35]
[35.25]
[21.1]
[30.98]
[15.86]
[0]
[0]
[0]
[0]
[0]
[0]
[0]
[0]
[0]
[0]
[0]
[5.92]
[22.99]
[34.369999999999997]
[303.38]
[343.63]
[479.59]
[457.94]
[631.53]
[420.31]
[97.12]
[87.81]
[100.1]
[36.44]
[0]
[0]
[0]
[0]
[0]
[0]
[0]
[0]
[0]
[0]
[0]
[16.670000000000002]
[106.86]
[269.42]
[382.54]
[645.79999999999995]
[722.51]
[724.41]
[754]
[668.29]
[587.92999999999995]
[348.05]
[245.55]
[51.3]
[0]
[0]
[0]
[0]
[0]
[0]
[0]
[0]
[0]
[0]
[0]
[12.14]
[113.1]
[312.91000000000003]
[510.55]
[608.77]
[750.18]
[799.71]
[748.7]
[591.12]
[412.96]
[293.83]
[141.15]
[24.82]
[0]
[0]
[0]
[0]
[0]
[0]
[0]
[0]
[0]
[0]
[0]
[18.88]
[120.36]
[339.2]
[540.42999999999995]
[684.57]
[785.06]
[827.1]
[814.21]
[743.42]
[626.07000000000005]
[446.55]
[249.7]
[52.91]
[0]
[0]
[0]
[0]
[0]
[0]
[0]
[0]
[0]
[0]
[0]
[20.329999999999998]
[123.38]
[255.12]
[540.4]
[622.04999999999995]
[678.95]
[790.9]
[786.65]
[76.930000000000007]
[629.85]
[456.69]
[254.78]
[54.16]
[0]
[0]
[0]
[0]
[0]
[0]
[0]
[0]
[0]
[0]
[0]
[21.29]
[126.86]
[348.65]
[530.46]
[660.89]
[757.79]
[794.55]
[778.88]
[734.76]
[608.39]
[426.81]
[243.5]
[54.64]
[0]
[0]
[0]
[0]
[0]
[0]
[0]
[0]
[0]
[0]
[0]
[24.51]
[125.6]
[337.94]
[485.61]
[611.05999999999995]
[659.74]
[704.45]
[774.9]
[706.88]
[549.25]
[414.54]
[239.47]
[55.53]
[0]
[0]
[0]
[0]
[0]
[0]
[0]
[0]
[0]
[0]
[0]
[23.54]
[102.64]
[183.25]
[362.02]
[627.89]
[728.16]
[770.33]
[674.28]
[593.02]
[542.16999999999996]
[373.11]
[151.84]
[44.18]
[0]
[0]
[0]
[0]
[0]
[0]
[0]
[0]
[0]
[0]
[0]
[0.43]
[8.89]
[49.72]
[210.18]
[563.66999999999996]
[495.63]
[643.89]
[563.01]
[475.33]
[245.37]
[191.67]
[131.93]
[54.89]
[0]
[0]
[0]
[0]
[0]
[0]
[0]
[0]
[0]
[0]
[0]
[26.95]
[75.98]
[216.29]
[297.86]
[360.12]
[531.41]
[374.76]
[258.64999999999998]
[278.3]
[278.82]
[138.5]
[139.16]
[28.28]
[0]
[0]
[0]
[0]
[0]
[0]
[0]
[0]
[0]
[0]
[0]
[2.4]
[15.79]
[216.29]
[322.17]
[313.69]
[177.89]
[216.1]
[254.58]
[372.66]
[170.84]
[59.91]
[42.37]
[40.51]
[0]
[0]
[0]
[0]
[0]
[0]
[0]
[0]
[0]
[0]
[0]
[18.11]
[104.88]
[0]
[165.49]
[120.13]
[576.79999999999995]
[555.82000000000005]
[791.86]
[711.44]
[545.12]
[383.91]
[181.76]
[55.11]
[0]
[0]
[0]
[0]
[0]
[0]
[0]
[0]
[0]
[0]
[0]
[26.7]
[132.04]
[337.15]
[520.87]
[665.24]
[689.87]
[708.02]
[729.09]
[666.6]
[580.23]
[453.46]
[248.6]
[58.69]
[0.08]
[0]
[0]
[0]
[0]
[0]
[0]
[0]
[0]
[0]
[0]
[22.33]
[105.87]
[255.41]
[516.83000000000004]
[660.51]
[742.45]
[781.79]
[761.18]
[697.12]
[595.66999999999996]
[446.33]
[228.23]
[59.89]
[7.0000000000000007E-2]
[0]
[0]
[0]
[0]
[0]
[0]
[0]
[0]
[0]
[0]
[32.5]
[111.81]
[319.18]
[505.57]
[625.73]
[702.44]
[724.14]
[726.78]
[481.23]
[577.01]
[413.74]
[232.33]
[58.12]
[1.05]
[0]
[0]
[0]
[0]
[0]
[0]
[0]
[0]
[0]
[0]
[34.44]
[131.93]
[319.01]
[502.62]
[635.83000000000004]
[715.07]
[757.67]
[738.04]
[648.16]
[539.20000000000005]
[400.26]
[230.35]
[61.43]
[1.04]
[0]
[0]
[0]
[0]
[0]
[0]
[0]
[0]
[0]
[0]
[26.17]
[107.27]
[223.65]
[351.9]
[378.99]
[481.79]
[703.38]
[735]
[539.80999999999995]
[484.03]
[273.72000000000003]
[189.39]
[60.28]
[0.72]
[0]
[0]
[0]
[0]
[0]
[0]
[0]
[0]
[0]
[0]
[37.51]
[30.6]
[134.66]
[350.31]
[550.97]
[712.88]
[700.63]
[449.14]
[705.19]
[593.54]
[443.63]
[246]
[60.35]
[3.16]
[0]
[0]
[0]
[0]
[0]
[0]
[0]
[0]
[0]
[0]
[12.43]
[126.43]
[180.57]
[436.62]
[563.98]
[409.42]
[608.78]
[643.30999999999995]
[545.91]
[413.42]
[176.34]
[32.67]
[10.95]
[0]
[0]
[0]
[0]
[0]
[0]
[0]
[0]
[0]
[0]
[0]
[12.55]
[22.66]
[169.58]
[160.82]
[132.33000000000001]
[159.63]
[307.55]
[358.12]
[323.37]
[58.48]
[179.16]
[137.99]
[68.55]
[6.27]
[0]
[0]
[0]
[0]
[0]
[0]
[0]
[0]
[0]
[0]
[35]
[140.85]
[270.11]
[387.37]
[436.76]
[444.98]
[538.11]
[736.55]
[363.59]
[34.44]
[237.58]
[239.5]
[69.239999999999995]
[6.76]
[0]
[0]
[0]
[0]
[0]
[0]
[0]
[0]
[0]
[0]
[14.49]
[78.53]
[124.92]
[128.19]
[263.33]
[522.47]
[408.19]
[165]
[220.1]
[186.02]
[69.8]
[217.74]
[6.47]
[1.95]
[0]
[0]
[0]
[0]
[0]
[0]
[0]
[0]
[0]
[0]
[44.26]
[140.35]
[150.58000000000001]
[293.63]
[546.02]
[672.2]
[750.13]
[715.81]
[698.61]
[494.27]
[433.21]
[223.03]
[70.77]
[7.83]
[0]
[0]
[0]
[0]
[0]
[0]
[0]
[0]
[0]
[0]
[13.24]
[88.23]
[244.97]
[459.94]
[563.15]
[640.26]
[463.03]
[424.52]
[693.58]
[407.8]
[147.99]
[20.6]
[4.75]
[1.92]
[0]
[0]
[0]
[0]
[0]
[0]
[0]
[0]
[0]
[0]
[33.5]
[142.6]
[350.43]
[523.70000000000005]
[654.54999999999995]
[728.75]
[785.63]
[777.94]
[723.56]
[610.02]
[456.03]
[256.62]
[64.62]
[9.2799999999999994]
[0]
[0]
[0]
[0]
[0]
[0]
[0]
[0]
[0]
[0]
[44.42]
[132.34]
[139.97999999999999]
[399.65]
[102.02]
[111.14]
[283.5]
[195.28]
[168.2]
[242.47]
[292.75]
[32.56]
[48.07]
[4.18]
[0]
[0]
[0]
[0]
[0]
[0]
[0]
[0]
[0]
[0]
[6.37]
[29.62]
[44.58]
[68.34]
[92.53]
[263.83999999999997]
[274.33999999999997]
[94.74]
[209.12]
[261.45999999999998]
[263.64999999999998]
[214.16]
[69.61]
[8.4]
[0]
[0]
[0]
[0]
[0]
[0]
[0]
[0]
[0]
[0]
[5.31]
[35.24]
[62.83]
[65.58]
[273.72000000000003]
[246.93]
[178.85]
[434.18]
[663.6]
[344.56]
[314.43]
[156.30000000000001]
[58.94]
[4.6399999999999997]
[0]
[0]
[0]
[0]
[0]
[0]
[0]
[0]
[0]
[0]
[39.03]
[35.26]
[82.48]
[178.89]
[169.01]
[115.7]
[121.11]
[165.78]
[207.71]
[53.55]
[153.75]
[151.97]
[15.77]
[10.71]
[0]
[0]
[0]
[0]
[0]
[0]
[0]
[0]
[0]
[0]
[36.39]
[33.79]
[51.98]
[51.05]
[106.34]
[91.12]
[137.4]
[85.64]
[85.3]
[47.73]
[29.78]
[21.51]
[40.65]
[7.3]
[0]
[0]
[0]
[0]
[0]
[0]
[0]
[0]
[0]
[0]
[39.68]
[22.36]
[98.74]
[175.17]
[95.04]
[519.73]
[541.61]
[666.72]
[694.27]
[576.64]
[428.55]
[246.64]
[68.3]
[12.5]
[0]
[0]
[0]
[0]
[0]
[0]
[0]
[0]
[0]
[0]
[6.3]
[109.19]
[226.74]
[509.66]
[545.20000000000005]
[595.22]
[750.7]
[676.92]
[690.76]
[585.54]
[426.54]
[247.35]
[69.14]
[13.57]
[0]
[0]
[0]
[0]
[0]
[0]
[0]
[0]
[0]
[0.1]
[45.82]
[142.11000000000001]
[331.1]
[505.95]
[642.98]
[724.95]
[755.97]
[758.21]
[685.84]
[581.5]
[409.87]
[243.52]
[67.69]
[13.46]
[0]
[0]
[0]
[0]
[0]
[0]
[0]
[0]
[0]
[1.1499999999999999]
[42.19]
[143.52000000000001]
[284.42]
[497.4]
[641.46]
[718.78]
[735.82]
[703.56]
[526.95000000000005]
[419.26]
[381.49]
[229.5]
[75.760000000000005]
[8.74]
[0]
[0]
[0]
[0]
[0]
[0]
[0]
[0]
[0]
[2.37]
[50.46]
[33.56]
[271.56]
[521.39]
[399.11]
[714.92]
[732.53]
[323.17]
[619.86]
[584.47]
[389.12]
[143.36000000000001]
[72.97]
[14.94]
[0]
[0]
[0]
[0]
[0]
[0]
[0]
[0]
[0]
[1.1599999999999999]
[39.700000000000003]
[142.24]
[341.59]
[519.88]
[647.91]
[731.82]
[749.46]
[748.16]
[677.02]
[575.52]
[431.85]
[253.36]
[69.22]
[15.17]
[0]
[0]
[0]
[0]
[0]
[0]
[0]
[0]
[0]
[4.67]
[49.3]
[145.63]
[317.18]
[483.49]
[635.33000000000004]
[722.99]
[774.63]
[773.16]
[696.98]
[581.16]
[395.75]
[243.39]
[72.89]
[16.510000000000002]
[0]
[0]
[0]
[0]
[0]
[0]
[0]
[0]
[0]
[2.79]
[49.37]
[142.02000000000001]
[323.77]
[501.06]
[627.11]
[706.62]
[709.26]
[731.55]
[654.33000000000004]
[534.39]
[420.36]
[246.39]
[23.5]
[7.54]
[0]
[0]
[0]
[0]
[0]
[0]
[0]
[0]
[0]
[5.77]
[54.61]
[50.48]
[61.17]
[331.53]
[562.58000000000004]
[678.19]
[703.82]
[714.79]
[602.42999999999995]
[531.16999999999996]
[413.58]
[244.05]
[80.69]
[18.29]
[0]
[0]
[0]
[0]
[0]
[0]
[0]
[0]
[0]
[0]
[44.17]
[146.26]
[263.89]
[398.79]
[570.15]
[684.17]
[688.45]
[637.59]
[667.78]
[489.87]
[437.15]
[261.99]
[65.95]
[17.25]
[0]
[0]
[0]
[0]
[0]
[0]
[0]
[0]
[0]
[0]
[55.08]
[146.47999999999999]
[266.10000000000002]
[502.86]
[633.86]
[627.14]
[662.06]
[717.2]
[523.84]
[477.09]
[447.32]
[243.36]
[84.87]
[19.54]
[0]
[0]
[0]
[0]
[0]
[0]
[0]
[0]
[0]
[0]
[31.31]
[145.91]
[327.13]
[495.71]
[616.61]
[681.52]
[716.57]
[710.88]
[650.76]
[560.78]
[423.25]
[252.91]
[84.44]
[18.77]
[0]
[0]
[0]
[0]
[0]
[0]
[0]
[0]
[0]
[7.27]
[48.02]
[144.56]
[325.33999999999997]
[493.34]
[627.27]
[710.28]
[723.74]
[679.28]
[652.80999999999995]
[555.29999999999995]
[416.9]
[249.36]
[73.849999999999994]
[18.8]
[0]
[0]
[0]
[0]
[0]
[0]
[0]
[0]
[0]
[0]
[3.69]
[143.69999999999999]
[303.18]
[441.68]
[586.96]
[719.48]
[750.66]
[759.96]
[686.93]
[585.92999999999995]
[427.57]
[260.33]
[78.52]
[21.38]
[0]
[0]
[0]
[0]
[0]
[0]
[0]
[0]
[0]
[8.35]
[49.38]
[145.47999999999999]
[206.93]
[187.53]
[148.78]
[111.57]
[556.61]
[736]
[155.71]
[435.1]
[84.01]
[90.78]
[67.48]
[16.68]
[0]
[0]
[0]
[0]
[0]
[0]
[0]
[0]
[0]
[0]
[10]
[56.58]
[175.33]
[193.9]
[266.06]
[312.94]
[437.89]
[569.29]
[442.68]
[132.16999999999999]
[275.44]
[204.6]
[63.07]
[10.25]
[0]
[0]
[0]
[0]
[0]
[0]
[0]
[0]
[0]
[5.75]
[56.57]
[144.61000000000001]
[0]
[373.76]
[493.34]
[526.36]
[610.29]
[641.79999999999995]
[614.15]
[567.82000000000005]
[419.09]
[240.84]
[81.39]
[19.989999999999998]
[0]
[0]
[0]
[0]
[0]
[0]
[0]
[0]
[0]
[7.28]
[3.7]
[128.16]
[174.9]
[490.29]
[628.26]
[712.09]
[736.1]
[731.8]
[684.22]
[550.41999999999996]
[425.44]
[258.7]
[78.48]
[20.91]
[0]
[0]
[0]
[0]
[0]
[0]
[0]
[0]
[0]
[2.35]
[52.11]
[100.49]
[282.20999999999998]
[483.55]
[609.48]
[673.54]
[705.47]
[708.47]
[653.84]
[529.45000000000005]
[408.47]
[247.74]
[83.97]
[23.9]
[0]
[0]
[0]
[0]
[0]
[0]
[0]
[0]
[0]
[8.9]
[55.41]
[136.87]
[196.9]
[310.60000000000002]
[304.68]
[172.97]
[75.2]
[424.3]
[564.29999999999995]
[327.76]
[50.37]
[120.13]
[62.08]
[13.58]
[0]
[0]
[0]
[0]
[0]
[0]
[0]
[0]
[0]
[0]
[3.66]
[86.91]
[72.540000000000006]
[196.78]
[278.12]
[264.17]
[469.45]
[572.54999999999995]
[563.71]
[413.14]
[429.13]
[250.42]
[79.83]
[21.65]
[0]
[0]
[0]
[0]
[0]
[0]
[0]
[0]
[0]
[4.1900000000000004]
[51.17]
[137.74]
[315.02]
[480.07]
[598.53]
[680.26]
[709.92]
[695.61]
[642.03]
[572.05999999999995]
[380.61]
[251.33]
[80.62]
[21.77]
[0]
[0]
[0]
[0]
[0]
[0]
[0]
[0]
[0]
[8.81]
[55.07]
[134.91]
[322.31]
[464.91]
[0]
[607.88]
[710.14]
[706.28]
[671.74]
[562.64]
[431.42]
[252.74]
[81.52]
[25.09]
[0]
[0]
[0]
[0]
[0]
[0]
[0]
[0]
[0]
[0]
[21.24]
[79.069999999999993]
[45.25]
[65.680000000000007]
[160.31]
[387.66]
[329.12]
[302.10000000000002]
[334.33]
[389.17]
[390.2]
[162.37]
[60.05]
[8.64]
[0]
[0]
[0]
[0]
[0]
[0]
[0]
[0]
[0]
[9.42]
[34.94]
[40.06]
[135.07]
[124.36]
[312.62]
[374.65]
[438.78]
[679.66]
[579.17999999999995]
[313.16000000000003]
[311.91000000000003]
[269.43]
[82.67]
[25.77]
[0]
[0]
[0]
[0]
[0]
[0]
[0]
[0]
[0]
[6.21]
[46.43]
[133.81]
[318.3]
[486.23]
[597.23]
[640.64]
[701.26]
[720.68]
[664.62]
[573.09]
[426.74]
[257.20999999999998]
[91.4]
[26.48]
[0]
[0]
[0]
[0]
[0]
[0]
[0]
[0]
[0]
[7.32]
[41.15]
[133.26]
[320.23]
[486.96]
[610.94000000000005]
[691.2]
[724.5]
[721.82]
[672.75]
[580.03]
[442.39]
[260.01]
[92.5]
[25.89]
[0]
[0]
[0]
[0]
[0]
[0]
[0]
[0]
[0]
[0]
[51.69]
[140.13999999999999]
[314.83999999999997]
[482.97]
[605.70000000000005]
[689.34]
[729.45]
[726.62]
[672.46]
[570.6]
[432.81]
[250.32]
[94.55]
[26.42]
[0]
[0]
[0]
[0]
[0]
[0]
[0]
[0]
[0]
[3.19]
[53.45]
[136.44]
[307.20999999999998]
[472.1]
[598.14]
[683.77]
[720.78]
[711.11]
[604.47]
[517.75]
[290.68]
[22.84]
[17.190000000000001]
[27.11]
[0]
[0]
[0]
[0]
[0]
[0]
[0]
[0]
[0]
[8.2200000000000006]
[43.19]
[128.97999999999999]
[304.44]
[473.42]
[605.4]
[687.67]
[711.8]
[708.15]
[664.73]
[565.66999999999996]
[433.1]
[247.38]
[49.57]
[23.91]
[0]
[0]
[0]
[0]
[0]
[0]
[0]
[0]
[0]
[4.5999999999999996]
[48.54]
[136.18]
[295.38]
[409.62]
[533.79]
[641.98]
[649.79]
[582.13]
[560.38]
[466.35]
[357.36]
[247.01]
[93.76]
[24.89]
[0]
[0]
[0]
[0]
[0]
[0]
[0]
[0]
[0]
[5.61]
[51.4]
[133.82]
[269.02999999999997]
[469.33]
[594.24]
[637.61]
[681.09]
[687.36]
[591.87]
[514.23]
[372.01]
[205.51]
[92.56]
[26.62]
[0]
[0]
[0]
[0]
[0]
[0]
[0]
[0]
[0]
[0]
[33]
[134.22999999999999]
[287.41000000000003]
[451]
[572.14]
[643.5]
[655.86]
[644.80999999999995]
[424.95]
[303.42]
[361.84]
[223.93]
[16.670000000000002]
[0.63]
[0]
[0]
[0]
[0]
[0]
[0]
[0]
[0]
[0]
[8.59]
[37.35]
[127.24]
[309.05]
[485.56]
[550.61]
[706.73]
[744.16]
[742.59]
[681.91]
[583.04999999999995]
[444.89]
[262.89999999999998]
[93.38]
[25.97]
[0]
[0]
[0]
[0]
[0]
[0]
[0]
[0]
[0]
[3.63]
[38.43]
[125.57]
[319.44]
[487.02]
[618.49]
[695.5]
[729.19]
[720.77]
[667.87]
[573.12]
[441.66]
[261.77]
[88.5]
[24.2]
[0]
[0]
[0]
[0]
[0]
[0]
[0]
[0]
[0]
[7.54]
[38.049999999999997]
[124.67]
[319.67]
[488.1]
[614.58000000000004]
[695.89]
[730.9]
[725.06]
[666.88]
[570.72]
[437.23]
[260.02999999999997]
[88.84]
[24.76]
[0]
[0]
[0]
[0]
[0]
[0]
[0]
[0]
[0]
[5.07]
[41.49]
[123.32]
[306.49]
[471.41]
[588.38]
[662.2]
[696.4]
[692.82]
[640]
[546.24]
[422.74]
[249.68]
[89.21]
[26.32]
[0]
[0]
[0]
[0]
[0]
[0]
[0]
[0]
[0]
[1.03]
[51.24]
[131.62]
[282.91000000000003]
[407.55]
[447.44]
[584.96]
[667.81]
[670.52]
[608.98]
[526.41999999999996]
[407.08]
[238.76]
[85.71]
[24.16]
[0]
[0]
[0]
[0]
[0]
[0]
[0]
[0]
[0]
[2.71]
[40.380000000000003]
[134.24]
[275.99]
[452.4]
[566.1]
[667.26]
[720.82]
[720.97]
[671.61]
[517.91]
[383.15]
[240.22]
[95.99]
[28.34]
[0]
[0]
[0]
[0]
[0]
[0]
[0]
[0]
[0]
[0]
[13.66]
[43.01]
[195.02]
[231.05]
[362.88]
[412.04]
[722.45]
[733.93]
[648.17999999999995]
[553.41999999999996]
[254.46]
[224.08]
[96.9]
[5.34]
[0]
[0]
[0]
[0]
[0]
[0]
[0]
[0]
[0]
[0]
[51.2]
[122.92]
[243.62]
[132.83000000000001]
[57.9]
[53.43]
[0]
[67.05]
[70.75]
[81.75]
[53.49]
[47.13]
[69.33]
[25.22]
[0]
[0]
[0]
[0]
[0]
[0]
[0]
[0]
[0]
[5.16]
[39.01]
[63.77]
[231.55]
[378.03]
[575.52]
[591.95000000000005]
[584.12]
[685.91]
[654.19000000000005]
[569.96]
[438.85]
[261.89999999999998]
[89.46]
[25.15]
[0]
[0]
[0]
[0]
[0]
[0]
[0]
[0]
[0]
[5.59]
[37.82]
[119.06]
[304.91000000000003]
[469.28]
[589.46]
[671.38]
[712.17]
[708.34]
[662.12]
[574.66999999999996]
[441.85]
[262.3]
[89.38]
[26.21]
[0]
[0]
[0]
[0]
[0]
[0]
[0]
[0]
[0]
[5.51]
[50.93]
[131.4]
[243.19]
[297.73]
[555.79999999999995]
[653.65]
[706.14]
[706.18]
[652.66]
[562.27]
[433.54]
[240.46]
[93.85]
[9.01]
[0]
[0]
[0]
[0]
[0]
[0]
[0]
[0]
[0]
[6.12]
[36]
[132.97999999999999]
[290.79000000000002]
[450.14]
[536.47]
[673.37]
[686.1]
[662.26]
[657.73]
[561.13]
[434.88]
[263.56]
[93.25]
[26.3]
[0]
[0]
[0]
[0]
[0]
[0]
[0]
[0]
[0]
[0.4]
[42.8]
[132.19]
[0]
[473.96]
[593.49]
[645.58000000000004]
[684.84]
[613.49]
[632.19000000000005]
[548.01]
[428.41]
[256.64999999999998]
[12.37]
[20.64]
[0]
[0]
[0]
[0]
[0]
[0]
[0]
[0]
[0]
[2.31]
[12.17]
[105.75]
[158.65]
[46.2]
[242.34]
[627.62]
[755.39]
[749.58]
[369.38]
[504.41]
[454.63]
[272.68]
[93.63]
[25.19]
[0]
[0]
[0]
[0]
[0]
[0]
[0]
[0]
[0]
[2.79]
[47.09]
[118.23]
[306.31]
[471.58]
[592.69000000000005]
[683.33]
[732.07]
[725.57]
[673.51]
[579.48]
[443.61]
[270.62]
[91.75]
[23.92]
[0]
[0]
[0]
[0]
[0]
[0]
[0]
[0]
[0]
[2.2799999999999998]
[41.71]
[98.91]
[257.75]
[394.88]
[561.85]
[690.71]
[731.85]
[722.06]
[662.99]
[563.97]
[428.2]
[262.14999999999998]
[91.1]
[25]
[0]
[0]
[0]
[0]
[0]
[0]
[0]
[0]
[0]
[2.2999999999999998]
[37.68]
[114.19]
[297.58999999999997]
[465.04]
[580.34]
[652.9]
[688.35]
[687]
[643.1]
[559.32000000000005]
[426.23]
[259.33]
[90.35]
[24.02]
[0]
[0]
[0]
[0]
[0]
[0]
[0]
[0]
[0]
[0.7]
[43.72]
[114.71]
[286.44]
[446.51]
[564.80999999999995]
[640.03]
[678.89]
[674.7]
[623.12]
[535.58000000000004]
[412.53]
[251.92]
[89.62]
[23.88]
[0]
[0]
[0]
[0]
[0]
[0]
[0]
[0]
[0]
[1.03]
[42.56]
[114.63]
[283.91000000000003]
[443.98]
[562.87]
[639.04]
[680.26]
[667.45]
[623.69000000000005]
[538.30999999999995]
[415.96]
[252.73]
[91.68]
[22.5]
[0]
[0]
[0]
[0]
[0]
[0]
[0]
[0]
[0]
[0]
[40.479999999999997]
[23.22]
[286.68]
[395.35]
[563.69000000000005]
[602.12]
[141.34]
[271.31]
[513.91]
[100.82]
[135.44]
[214.98]
[94.37]
[17.64]
[0]
[0]
[0]
[0]
[0]
[0]
[0]
[0]
[0]
[0]
[46.63]
[120.63]
[234.41]
[239.49]
[500.39]
[676.92]
[717.36]
[708.27]
[353]
[508.54]
[421.78]
[263.05]
[92.71]
[25]
[0]
[0]
[0]
[0]
[0]
[0]
[0]
[0]
[0]
[0.37]
[40.89]
[122.35]
[164.44]
[94.86]
[70.77]
[77.010000000000005]
[242.84]
[612.5]
[612.64]
[543.72]
[436.68]
[263.18]
[92.84]
[24.51]
[0]
[0]
[0]
[0]
[0]
[0]
[0]
[0]
[0]
[0]
[37]
[113.23]
[283.58]
[446.09]
[559.04999999999995]
[659.74]
[660.79]
[681.81]
[637.16]
[550.86]
[414.08]
[256.98]
[91.7]
[24.87]
[0]
[0]
[0]
[0]
[0]
[0]
[0]
[0]
[0]
[0]
[38.229999999999997]
[111.72]
[291.79000000000002]
[455.13]
[577.51]
[653.57000000000005]
[696.98]
[679.49]
[633.02]
[557.48]
[426.19]
[260.67]
[94.73]
[23.54]
[0]
[0]
[0]
[0]
[0]
[0]
[0]
[0]
[0]
[0]
[37.96]
[109.53]
[288.66000000000003]
[457.06]
[584.58000000000004]
[665.23]
[697.58]
[688.25]
[643.02]
[552.92999999999995]
[424.55]
[260.97000000000003]
[89.62]
[22.83]
[0]
[0]
[0]
[0]
[0]
[0]
[0]
[0]
[0]
[0]
[40.49]
[113.37]
[279.45999999999998]
[434.36]
[560.44000000000005]
[649.96]
[628.61]
[674.26]
[618.91999999999996]
[506.57]
[306.81]
[252.73]
[90.9]
[22.21]
[0]
[0]
[0]
[0]
[0]
[0]
[0]
[0]
[0]
[0]
[41.08]
[17.43]
[248.27]
[425.6]
[550.54999999999995]
[631.94000000000005]
[670.98]
[677.22]
[629.4]
[546.49]
[387.96]
[171.08]
[75.81]
[21.66]
[0]
[0]
[0]
[0]
[0]
[0]
[0]
[0]
[0]
[0]
[37.590000000000003]
[109.23]
[287.27999999999997]
[452.24]
[576.75]
[665.52]
[712.19]
[709.8]
[662.03]
[566.9]
[432.73]
[263.51]
[90.06]
[21.84]
[0]
[0]
[0]
[0]
[0]
[0]
[0]
[0]
[0]
[0]
[39.17]
[115.94]
[289.36]
[44.92]
[41.98]
[686.3]
[599.95000000000005]
[724.55]
[672.11]
[568.62]
[442.94]
[238.31]
[86.21]
[19.39]
[0]
[0]
[0]
[0]
[0]
[0]
[0]
[0]
[0]
[0]
[39.97]
[118.06]
[204.25]
[167.57]
[366.14]
[663.85]
[713.31]
[715.36]
[665.37]
[563.9]
[432.65]
[261.49]
[93.39]
[20.34]
[0]
[0]
[0]
[0]
[0]
[0]
[0]
[0]
[0]
[0]
[38.67]
[112.71]
[139.69999999999999]
[405.6]
[480.94]
[508.35]
[613.63]
[617.11]
[634]
[558.36]
[424.73]
[260.24]
[91.7]
[20.29]
[0]
[0]
[0]
[0]
[0]
[0]
[0]
[0]
[0]
[0]
[37.299999999999997]
[10.119999999999999]
[281.02999999999997]
[395.5]
[403.93]
[347.35]
[82.21]
[101.02]
[40.159999999999997]
[545.22]
[161.9]
[124.99]
[92.47]
[18.670000000000002]
[0]
[0]
[0]
[0]
[0]
[0]
[0]
[0]
[0]
[0]
[26.9]
[108.89]
[284.95]
[473.76]
[595.95000000000005]
[685.54]
[731.77]
[697.54]
[308.02999999999997]
[260.16000000000003]
[313.56]
[212.18]
[89.22]
[18.600000000000001]
[0]
[0]
[0]
[0]
[0]
[0]
[0]
[0]
[0]
[0]
[27.69]
[108.51]
[315.83999999999997]
[500.88]
[643.29999999999995]
[729.74]
[761.71]
[748.52]
[694.55]
[594.35]
[454.8]
[277.81]
[90.8]
[17.46]
[0]
[0]
[0]
[0]
[0]
[0]
[0]
[0]
[0]
[0]
[29.13]
[107.23]
[252.09]
[450.38]
[589.86]
[705.58]
[714.2]
[725.52]
[676.93]
[588.29]
[451.17]
[274.88]
[89.91]
[17.579999999999998]
[0]
[0]
[0]
[0]
[0]
[0]
[0]
[0]
[0]
[0]
[27.05]
[109.06]
[295.48]
[465.94]
[599.58000000000004]
[676.19]
[717.62]
[682.89]
[644.45000000000005]
[555.19000000000005]
[408.03]
[250.36]
[83.84]
[17.41]
[0]
[0]
[0]
[0]
[0]
[0]
[0]
[0]
[0]
[0]
[33.93]
[103.25]
[284.61]
[449.49]
[567.71]
[622.84]
[636.83000000000004]
[695.78]
[642.15]
[526.29999999999995]
[415.13]
[154.44999999999999]
[86.32]
[16.23]
[0]
[0]
[0]
[0]
[0]
[0]
[0]
[0]
[0]
[0]
[28.68]
[103.23]
[293.52999999999997]
[462.98]
[597.66999999999996]
[617.29]
[658.61]
[705.57]
[655.17999999999995]
[551.36]
[423.98]
[252.63]
[86.62]
[16]
[0]
[0]
[0]
[0]
[0]
[0]
[0]
[0]
[0]
[0]
[29.84]
[79.09]
[180.5]
[337.09]
[582.87]
[607.57000000000005]
[644.34]
[683.08]
[628.59]
[570.15]
[405.39]
[259.93]
[85.4]
[15.04]
[0]
[0]
[0]
[0]
[0]
[0]
[0]
[0]
[0]
[0]
[1.07]
[78.83]
[113.73]
[122.86]
[121.39]
[239.14]
[498.95]
[316.31]
[535.63]
[508.79]
[349.72]
[274.95999999999998]
[70.53]
[13.89]
[0]
[0]
[0]
[0]
[0]
[0]
[0]
[0]
[0]
[0]
[29.24]
[107.69]
[196.78]
[430.53]
[610.80999999999995]
[661.02]
[687.49]
[632.48]
[626.27]
[412.06]
[431.08]
[177.72]
[51.88]
[4.8600000000000003]
[0]
[0]
[0]
[0]
[0]
[0]
[0]
[0]
[0]
[0]
[27.84]
[100.68]
[284.89]
[448.31]
[420.1]
[409.06]
[394.46]
[535.78]
[221.1]
[214.78]
[368.08]
[258.56]
[82.22]
[12.16]
[0]
[0]
[0]
[0]
[0]
[0]
[0]
[0]
[0]
[0]
[5.61]
[40.68]
[185.63]
[248]
[587.47]
[477.53]
[338]
[295.83999999999997]
[233.34]
[490.73]
[73.489999999999995]
[42.6]
[48.28]
[0.73]
[0]
[0]
[0]
[0]
[0]
[0]
[0]
[0]
[0]
[0]
[12.23]
[103.69]
[174.73]
[376.18]
[540.32000000000005]
[711.57]
[751.61]
[744.77]
[689]
[587.91]
[441.64]
[264.2]
[81.540000000000006]
[11.17]
[0]
[0]
[0]
[0]
[0]
[0]
[0]
[0]
[0]
[0]
[22.15]
[103.28]
[310.56]
[494.64]
[637.38]
[721.92]
[754.96]
[757.75]
[707.33]
[613.79]
[462.08]
[275.91000000000003]
[83.89]
[10.74]
[0]
[0]
[0]
[0]
[0]
[0]
[0]
[0]
[0]
[0]
[22.16]
[105.1]
[319.20999999999998]
[511.12]
[664.25]
[757.71]
[799.19]
[792.64]
[734.26]
[630.04999999999995]
[474.85]
[281.93]
[83.04]
[10.199999999999999]
[0]
[0]
[0]
[0]
[0]
[0]
[0]
[0]
[0]
[0]
[25.58]
[92.6]
[281.02999999999997]
[456.92]
[636.87]
[717.2]
[756.27]
[719.57]
[522.89]
[583.88]
[451.91]
[269.62]
[79.930000000000007]
[8.48]
[0]
[0]
[0]
[0]
[0]
[0]
[0]
[0]
[0]
[0]
[25.79]
[101.38]
[292.45]
[451.33]
[577.63]
[648.44000000000005]
[676.76]
[700.25]
[660.04]
[557.34]
[423.33]
[250.37]
[77.03]
[7.28]
[0]
[0]
[0]
[0]
[0]
[0]
[0]
[0]
[0]
[0]
[21.95]
[99.26]
[293.77999999999997]
[475.14]
[613.5]
[691.26]
[726.91]
[723.88]
[676.58]
[569.91999999999996]
[331.76]
[263.20999999999998]
[73.459999999999994]
[6.81]
[0]
[0]
[0]
[0]
[0]
[0]
[0]
[0]
[0]
[0]
[23.52]
[77.48]
[159.07]
[457.88]
[599.74]
[678.13]
[717.97]
[719.17]
[671.18]
[577.38]
[431.99]
[251.54]
[74.13]
[5.29]
[0]
[0]
[0]
[0]
[0]
[0]
[0]
[0]
[0]
[0]
[21.49]
[98.58]
[280.14]
[456.79]
[592.33000000000004]
[670.67]
[672.3]
[694.29]
[626.04]
[542.92999999999995]
[410.05]
[237.45]
[71.42]
[4.76]
[0]
[0]
[0]
[0]
[0]
[0]
[0]
[0]
[0]
[0]
[21.5]
[97.05]
[278.5]
[448.97]
[580.38]
[658.55]
[700.36]
[696.85]
[647.28]
[555.12]
[414.78]
[240.63]
[69.989999999999995]
[4.3099999999999996]
[0]
[0]
[0]
[0]
[0]
[0]
[0]
[0]
[0]
[0]
[19]
[96.52]
[273.95999999999998]
[450.97]
[581.58000000000004]
[654.41999999999996]
[691.99]
[684.74]
[634.03]
[532]
[405.22]
[183.85]
[49.96]
[3.38]
[0]
[0]
[0]
[0]
[0]
[0]
[0]
[0]
[0]
[0]
[19.59]
[95.13]
[273.69]
[444.69]
[575.19000000000005]
[656.19]
[694.35]
[683.84]
[632.6]
[546.71]
[404.93]
[235.72]
[66.7]
[2.52]
[0]
[0]
[0]
[0]
[0]
[0]
[0]
[0]
[0]
[0]
[18.97]
[95.92]
[270.93]
[435.74]
[572.89]
[654.29999999999995]
[692.04]
[687.57]
[638.62]
[539.75]
[404.27]
[233.21]
[66.040000000000006]
[0.33]
[0]
[0]
[0]
[0]
[0]
[0]
[0]
[0]
[0]
[0]
[1.43]
[91.88]
[234.01]
[435.92]
[581.71]
[647.52]
[683.37]
[684.61]
[640.12]
[538.46]
[415.59]
[216.8]
[63.66]
[0.32]
[0]
[0]
[0]
[0]
[0]
[0]
[0]
[0]
[0]
[0]
[17.34]
[95.95]
[278.39999999999998]
[452.53]
[581.84]
[654.77]
[689]
[685.12]
[634.14]
[540.02]
[375.14]
[224.06]
[62.62]
[0.02]
[0]
[0]
[0]
[0]
[0]
[0]
[0]
[0]
[0]
[0]
[15.99]
[94.77]
[272.13]
[441.29]
[567.41]
[644.38]
[678.74]
[672.44]
[616.84]
[539.29]
[404.55]
[228.22]
[60.29]
[0]
[0]
[0]
[0]
[0]
[0]
[0]
[0]
[0]
[0]
[0]
[15.22]
[93.13]
[273.02]
[441.25]
[571.69000000000005]
[647.59]
[674.14]
[672.19]
[627.71]
[543.1]
[404.76]
[227.58]
[58.76]
[0]
[0]
[0]
[0]
[0]
[0]
[0]
[0]
[0]
[0]
[0]
[12.26]
[91.72]
[269.62]
[439.78]
[567.01]
[637.42999999999995]
[677.46]
[648.72]
[627.45000000000005]
[538.35]
[397.99]
[220.39]
[56.41]
[0]
[0]
[0]
[0]
[0]
[0]
[0]
[0]
[0]
[0]
[0]
[13.47]
[90.9]
[269.8]
[436.57]
[563.32000000000005]
[642.94000000000005]
[679.05]
[679.27]
[626.13]
[536.36]
[396.18]
[220.52]
[54.97]
[0]
[0]
[0]
[0]
[0]
[0]
[0]
[0]
[0]
[0]
[0]
[10.61]
[90.8]
[266.82]
[432.08]
[551.16]
[628.66]
[659.28]
[655.89]
[611.52]
[519.96]
[383.93]
[211.11]
[52.8]
[0]
[0]
[0]
[0]
[0]
[0]
[0]
[0]
[0]
[0]
[0]
[11.14]
[90.4]
[264.05]
[436.55]
[568.04]
[644.94000000000005]
[676.1]
[672.71]
[617.55999999999995]
[509.99]
[360.01]
[191.23]
[40.75]
[0]
[0]
[0]
[0]
[0]
[0]
[0]
[0]
[0]
[0]
[0]
[11.14]
[90.49]
[265.83]
[436.02]
[574.77]
[658.46]
[694.98]
[679.54]
[626.9]
[537.19000000000005]
[391.51]
[210.98]
[49.35]
[0]
[0]
[0]
[0]
[0]
[0]
[0]
[0]
[0]
[0]
[0]
[7.92]
[88.98]
[267.91000000000003]
[412.9]
[513.76]
[658.12]
[661.57]
[233.17]
[121.24]
[26.99]
[115.25]
[15.95]
[25.59]
[0]
[0]
[0]
[0]
[0]
[0]
[0]
[0]
[0]
[0]
[0]
[4.07]
[65.58]
[56.4]
[33.46]
[41.09]
[79.09]
[45.93]
[129.41]
[398.76]
[63.15]
[37.880000000000003]
[94]
[23.1]
[0]
[0]
[0]
[0]
[0]
[0]
[0]
[0]
[0]
[0]
[0]
[9.34]
[39.58]
[286.14]
[301.7]
[32.6]
[98.9]
[175.53]
[160.1]
[207.79]
[57.02]
[62.6]
[76.3]
[13.02]
[0]
[0]
[0]
[0]
[0]
[0]
[0]
[0]
[0]
[0]
[0]
[1.1299999999999999]
[63.18]
[283.27]
[374.29]
[341.86]
[165.57]
[219.16]
[428.77]
[260.07]
[154.05000000000001]
[247.91]
[159.25]
[46.73]
[0]
[0]
[0]
[0]
[0]
[0]
[0]
[0]
[0]
[0]
[0]
[4.7699999999999996]
[86.57]
[300.2]
[484.68]
[616.6]
[700.77]
[738.06]
[727.45]
[673.13]
[570.55999999999995]
[387.19]
[222.01]
[43.97]
[0]
[0]
[0]
[0]
[0]
[0]
[0]
[0]
[0]
[0]
[0]
[6.72]
[84.48]
[289.67]
[472.11]
[613.02]
[654.62]
[664.43]
[610.98]
[594.23]
[471.43]
[119.37]
[108.76]
[37.880000000000003]
[0]
[0]
[0]
[0]
[0]
[0]
[0]
[0]
[0]
[0]
[0]
[6.18]
[94.02]
[291.75]
[473.67]
[605.37]
[663.81]
[666.79]
[687.73]
[650.07000000000005]
[545.27]
[399.05]
[182.28]
[38.869999999999997]
[0]
[0]
[0]
[0]
[0]
[0]
[0]
[0]
[0]
[0]
[0]
[4.6900000000000004]
[84.92]
[225.22]
[439.32]
[581.91]
[677.15]
[564.98]
[593.33000000000004]
[622.13]
[542.1]
[375.09]
[203.53]
[37.380000000000003]
[0]
[0]
[0]
[0]
[0]
[0]
[0]
[0]
[0]
[0]
[0]
[4.6900000000000004]
[89.51]
[248.61]
[374.91]
[583.73]
[676.76]
[665.01]
[637.91]
[572]
[514.19000000000005]
[381.76]
[148.94]
[32.18]
[0]
[0]
[0]
[0]
[0]
[0]
[0]
[0]
[0]
[0]
[0]
[2.2999999999999998]
[75.53]
[213.39]
[424.26]
[569.94000000000005]
[563.38]
[620.34]
[367.77]
[614.45000000000005]
[509.63]
[376.86]
[198.62]
[31.66]
[0]
[0]
[0]
[0]
[0]
[0]
[0]
[0]
[0]
[0]
[0]
[0]
[35.909999999999997]
[111.12]
[142.85]
[196.05]
[268.08999999999997]
[382.43]
[411.82]
[460.24]
[558.29]
[400.43]
[202.11]
[30.6]
[0]
[0]
[0]
[0]
[0]
[0]
[0]
[0]
[0]
[0]
[0]
[2.3199999999999998]
[93.25]
[291.52999999999997]
[467.98]
[609.59]
[699.93]
[721.88]
[705.36]
[652.86]
[558.46]
[400.28]
[201.53]
[29.14]
[0]
[0]
[0]
[0]
[0]
[0]
[0]
[0]
[0]
[0]
[0]
[1.52]
[93.66]
[292.58999999999997]
[472.44]
[608.79]
[698.92]
[722.02]
[703.67]
[653.86]
[550.1]
[390.15]
[193.81]
[25.68]
[0]
[0]
[0]
[0]
[0]
[0]
[0]
[0]
[0]
[0]
[0]
[0]
[88.98]
[282.39999999999998]
[459.05]
[590.72]
[674.77]
[704.84]
[689.98]
[641.72]
[538.91999999999996]
[385.18]
[191.36]
[23.71]
[0]
[0]
[0]
[0]
[0]
[0]
[0]
[0]
[0]
[0]
[0]
[0.41]
[90.67]
[286.55]
[458.3]
[590.54]
[674.96]
[701.11]
[683.07]
[631.92999999999995]
[532.41]
[380.27]
[185.95]
[19.38]
[0]
[0]
[0]
[0]
[0]
[0]
[0]
[0]
[0]
[0]
[0]
[0]
[87.96]
[275.98]
[449.27]
[586.36]
[664.74]
[692.34]
[674.28]
[626.22]
[524.73]
[373.93]
[180.24]
[16.809999999999999]
[0]
[0]
[0]
[0]
[0]
[0]
[0]
[0]
[0]
[0]
[0]
[0]
[86.02]
[275.14]
[453.4]
[584.79]
[664.55]
[687.91]
[675.84]
[617.65]
[519.11]
[367.49]
[166.3]
[15.66]
[0]
[0]
[0]
[0]
[0]
[0]
[0]
[0]
[0]
[0]
[0]
[0]
[57.46]
[266.89999999999998]
[437.74]
[602.86]
[656.41]
[641.79999999999995]
[586.46]
[486.18]
[460.15]
[357.68]
[177.29]
[13.99]
[0]
[0]
[0]
[0]
[0]
[0]
[0]
[0]
[0]
[0]
[0]
[0]
[5.21]
[11.46]
[44.3]
[28]
[207.23]
[202.6]
[520.01]
[494.14]
[505.28]
[363.77]
[14.91]
[10.08]
[0]
[0]
[0]
[0]
[0]
[0]
[0]
[0]
[0]
[0]
[0]
[0]
[86.67]
[283.99]
[458.5]
[449.9]
[388.27]
[206.97]
[507.8]
[476.25]
[465.69]
[359.43]
[149.38]
[3.54]
[0]
[0]
[0]
[0]
[0]
[0]
[0]
[0]
[0]
[0]
[0]
[0]
[85.97]
[86.99]
[324]
[211.89]
[124.92]
[499.71]
[372.76]
[506.99]
[201.93]
[351.51]
[145.85]
[7.71]
[0]
[0]
[0]
[0]
[0]
[0]
[0]
[0]
[0]
[0]
[0]
[0]
[77.790000000000006]
[85.54]
[211.33]
[530.87]
[520.91]
[369.55]
[469.9]
[486.07]
[341.9]
[200.96]
[41.01]
[2.64]
[0]
[0]
[0]
[0]
[0]
[0]
[0]
[0]
[0]
[0]
[0]
[0]
[73.349999999999994]
[142.36000000000001]
[282.01]
[450.06]
[421.02]
[418.01]
[441.99]
[204.4]
[302.70999999999998]
[222.97]
[91.67]
[1.73]
[0]
[0]
[0]
[0]
[0]
[0]
[0]
[0]
[0]
[0]
[0]
[0]
[42.53]
[49.26]
[35.44]
[154.94999999999999]
[99.87]
[104.43]
[83.43]
[52.7]
[329.05]
[95.7]
[35.83]
[1.65]
[0]
[0]
[0]
[0]
[0]
[0]
[0]
[0]
[0]
[0]
[0]
[0]
[70.39]
[244.42]
[483.26]
[609.33000000000004]
[686.58]
[707.78]
[674.22]
[620.61]
[505.77]
[351.34]
[153.04]
[1.3]
[0]
[0]
[0]
[0]
[0]
[0]
[0]
[0]
[0]
[0]
[0]
[0]
[27.48]
[52.1]
[167.35]
[500.01]
[533.32000000000005]
[391.46]
[485.27]
[312.32]
[111.39]
[28.77]
[13.79]
[0]
[0]
[0]
[0]
[0]
[0]
[0]
[0]
[0]
[0]
[0]
[0]
[0]
[62.8]
[148.83000000000001]
[264.32]
[344.61]
[301.98]
[650.04]
[184.83]
[75.56]
[20.309999999999999]
[162.26]
[33.15]
[0]
[0]
[0]
[0]
[0]
[0]
[0]
[0]
[0]
[0]
[0]
[0]
[0]
[1.81]
[14.81]
[116.47]
[68.23]
[252.98]
[83.92]
[228.54]
[230.22]
[300.49]
[149.19999999999999]
[89.38]
[0]
[0]
[0]
[0]
[0]
[0]
[0]
[0]
[0]
[0]
[0]
[0]
[0]
[11.3]
[134.51]
[278.58999999999997]
[607.42999999999995]
[539.21]
[590.11]
[130.46]
[77.28]
[190.95]
[281.75]
[162.94999999999999]
[0]
[0]
[0]
[0]
[0]
[0]
[0]
[0]
[0]
[0]
[0]
[0]
[0]
[86.33]
[306.27]
[497.26]
[637.5]
[720.66]
[751.68]
[698.59]
[652.30999999999995]
[533.74]
[361.67]
[142.74]
[0]
[0]
[0]
[0]
[0]
[0]
[0]
[0]
[0]
[0]
[0]
[0]
[0]
[83.05]
[299.01]
[484.2]
[620.91999999999996]
[703.3]
[734.6]
[684.19]
[637.11]
[525.89]
[355.15]
[132.91999999999999]
[0]
[0]
[0]
[0]
[0]
[0]
[0]
[0]
[0]
[0]
[0]
[0]
[0]
[79.040000000000006]
[286.63]
[468.83]
[597.79999999999995]
[672.16]
[707.95]
[658.68]
[610.39]
[498.59]
[333.72]
[119.18]
[0]
[0]
[0]
[0]
[0]
[0]
[0]
[0]
[0]
[0]
[0]
[0]
[0]
[72.73]
[278.10000000000002]
[466.53]
[595.22]
[672.92]
[697.67]
[659.23]
[606.64]
[490.22]
[321.27]
[110.58]
[0]
[0]
[0]
[0]
[0]
[0]
[0]
[0]
[0]
[0]
[0]
[0]
[0]
[37.840000000000003]
[167.76]
[443.02]
[539.99]
[655.27]
[687.63]
[611.54999999999995]
[607.82000000000005]
[465.67]
[324.2]
[105.24]
[0]
[0]
[0]
[0]
[0]
[0]
[0]
[0]
[0]
[0]
[0]
[0]
[0]
[54.12]
[279.63]
[460.97]
[586.38]
[669.69]
[698.1]
[661.42]
[606.35]
[487.13]
[319.24]
[103.2]
[0]
[0]
[0]
[0]
[0]
[0]
[0]
[0]
[0]
[0]
[0]
[0]
[0]
[58.58]
[215.15]
[405.84]
[559.53]
[653.29999999999995]
[685.86]
[657.03]
[595.61]
[479.8]
[277.10000000000002]
[48.42]
[0]
[0]
[0]
[0]
[0]
[0]
[0]
[0]
[0]
[0]
[0]
[0]
[0]
[61.48]
[249.25]
[434.45]
[570.67999999999995]
[654.92999999999995]
[694.83]
[672.47]
[605.41]
[486.12]
[304.88]
[91.84]
[0]
[0]
[0]
[0]
[0]
[0]
[0]
[0]
[0]
[0]
[0]
[0]
[0]
[55.34]
[238.81]
[421.79]
[573.16999999999996]
[650.25]
[689.6]
[670.17]
[602.75]
[484.48]
[308.22000000000003]
[96.8]
[0]
[0]
[0]
[0]
[0]
[0]
[0]
[0]
[0]
[0]
[0]
[0]
[0]
[52.13]
[203.85]
[388.18]
[536.51]
[643.39]
[689.99]
[679.22]
[602.75]
[475.07]
[285.44]
[75.44]
[0]
[0]
[0]
[0]
[0]
[0]
[0]
[0]
[0]
[0]
[0]
[0]
[0]
[27.01]
[72.42]
[99.99]
[138.06]
[530.24]
[713.36]
[651.5]
[601.04999999999995]
[395.98]
[221.03]
[43.5]
[0]
[0]
[0]
[0]
[0]
[0]
[0]
[0]
[0]
[0]
[0]
[0]
[0]
[35.020000000000003]
[208.05]
[383.87]
[503.46]
[621.57000000000005]
[642.46]
[643.54]
[568.57000000000005]
[456.75]
[287.54000000000002]
[73.42]
[0]
[0]
[0]
[0]
[0]
[0]
[0]
[0]
[0]
[0]
[0]
[0]
[0]
[26.66]
[64.3]
[139.88]
[285.26]
[458.97]
[490.16]
[488.24]
[456.29]
[290.95]
[247.67]
[34.24]
[0]
[0]
[0]
[0]
[0]
[0]
[0]
[0]
[0]
[0]
[0]
[0]
[0]
[44.67]
[244.91]
[435.97]
[575.89]
[662]
[697.5]
[675.29]
[597.39]
[472.63]
[297.14]
[67.02]
[0]
[0]
[0]
[0]
[0]
[0]
[0]
[0]
[0]
[0]
[0]
[0]
[0]
[48.89]
[257.67]
[453.53]
[585.04999999999995]
[665.6]
[687.98]
[653.65]
[589.5]
[463.12]
[272.75]
[43.92]
[0]
[0]
[0]
[0]
[0]
[0]
[0]
[0]
[0]
[0]
[0]
[0]
[0]
[46.07]
[256.12]
[451.69]
[594.94000000000005]
[678.58]
[693.4]
[653.73]
[591.80999999999995]
[468.41]
[254.71]
[26.53]
[0]
[0]
[0]
[0]
[0]
[0]
[0]
[0]
[0]
[0]
[0]
[0]
[0]
[44.49]
[258.61]
[450.62]
[588.47]
[669.47]
[683.35]
[641.53]
[561.05999999999995]
[403.84]
[263.92]
[13.02]
[0]
[0]
[0]
[0]
[0]
[0]
[0]
[0]
[0]
[0]
[0]
[0]
[0]
[21.49]
[215]
[395.48]
[529.80999999999995]
[578.5]
[439.59]
[397.42]
[406.44]
[412.03]
[249.78]
[38.049999999999997]
[0]
[0]
[0]
[0]
[0]
[0]
[0]
[0]
[0]
[0]
[0]
[0]
[0]
[19.03]
[80.489999999999995]
[90.05]
[176.6]
[362.1]
[676.41]
[668.86]
[371.1]
[372.59]
[209.59]
[22.87]
[0]
[0]
[0]
[0]
[0]
[0]
[0]
[0]
[0]
[0]
[0]
[0]
[0]
[4.83]
[58.59]
[185.83]
[313.42]
[637.16999999999996]
[660.96]
[419.11]
[491.41]
[380.27]
[249.88]
[40.700000000000003]
[0]
[0]
[0]
[0]
[0]
[0]
[0]
[0]
[0]
[0]
[0]
[0]
[0]
[25.49]
[194.86]
[111.07]
[460.95]
[636.11]
[422.99]
[632.41]
[399.09]
[391.04]
[275.45999999999998]
[27.69]
[0]
[0]
[0]
[0]
[0]
[0]
[0]
[0]
[0]
[0]
[0]
[0]
[0]
[6]
[156.66]
[342.96]
[440.01]
[525.83000000000004]
[672.37]
[612.78]
[556.86]
[300.99]
[30.51]
[4.1900000000000004]
[0]
[0]
[0]
[0]
[0]
[0]
[0]
[0]
[0]
[0]
[0]
[0]
[0]
[11.18]
[108.93]
[224.92]
[291.22000000000003]
[532.02]
[508.06]
[404.34]
[261.20999999999998]
[120.51]
[121.4]
[3.76]
[0]
[0]
[0]
[0]
[0]
[0]
[0]
[0]
[0]
[0]
[0]
[0]
[0]
[26.84]
[246.88]
[430.65]
[530.16]
[638.34]
[677.43]
[603.1]
[411.85]
[224.01]
[116.52]
[13.63]
[0]
[0]
[0]
[0]
[0]
[0]
[0]
[0]
[0]
[0]
[0]
[0]
[0]
[14.44]
[40.81]
[23.29]
[93]
[39.020000000000003]
[43.44]
[28.23]
[24.03]
[19.91]
[29]
[0]
[0]
[0]
[0]
[0]
[0]
[0]
[0]
[0]
[0]
[0]
[0]
[0]
[0]
[0]
[23.49]
[90.96]
[19.29]
[24.07]
[26.15]
[24.03]
[29.66]
[57.69]
[43.36]
[0.63]
[0]
[0]
[0]
[0]
[0]
[0]
[0]
[0]
[0]
[0]
[0]
[0]
[0]
[0]
[7.02]
[73.97]
[18.86]
[23.48]
[36.700000000000003]
[69.78]
[34.49]
[54.65]
[194.28]
[0]
[0]
[0]
[0]
[0]
[0]
[0]
[0]
[0]
[0]
[0]
[0]
[0]
[0]
[4.95]
[38.42]
[39.909999999999997]
[57.29]
[501.31]
[74.81]
[150.34]
[420.18]
[316.06]
[41.13]
[1.4]
[0]
[0]
[0]
[0]
[0]
[0]
[0]
[0]
[0]
[0]
[0]
[0]
[0]
[2.83]
[188.8]
[425.59]
[543.28]
[627.53]
[610.97]
[611.87]
[487.01]
[354.12]
[202.03]
[0]
[0]
[0]
[0]
[0]
[0]
[0]
[0]
[0]
[0]
[0]
[0]
[0]
[0]
[1.05]
[67.37]
[138.78]
[33.43]
[29.71]
[130.29]
[101.59]
[74.180000000000007]
[27.45]
[6.36]
[0]
[0]
[0]
[0]
[0]
[0]
[0]
[0]
[0]
[0]
[0]
[0]
[0]
[0]
[0]
[5.43]
[20.53]
[21.19]
[38.159999999999997]
[43.26]
[60.51]
[43.93]
[45.39]
[8.85]
[0]
[0]
[0]
[0]
[0]
[0]
[0]
[0]
[0]
[0]
[0]
[0]
[0]
[0]
[0]
[114.86]
[54.21]
[157.62]
[136.02000000000001]
[151.29]
[495.56]
[353.99]
[420.43]
[76.91]
[0]
[0]
[0]
[0]
[0]
[0]
[0]
[0]
[0]
[0]
[0]
[0]
[0]
[0]
[0]
[20.77]
[32.49]
[164.3]
[128.63999999999999]
[94.1]
[117.24]
[67.25]
[19.5]
[28.76]
[0]
[0]
[0]
[0]
[0]
[0]
[0]
[0]
[0]
[0]
[0]
[0]
[0]
[0]
[0.26]
[76.31]
[251.68]
[601.97]
[687.55]
[699.32]
[666.76]
[557.23]
[414.46]
[219.1]
[0]
[0]
[0]
[0]
[0]
[0]
[0]
[0]
[0]
[0]
[0]
[0]
[0]
[0]
[0]
[235.71]
[441.05]
[549.16]
[409.66]
[462.64]
[248.7]
[94.28]
[275.11]
[221.35]
[0]
[0]
[0]
[0]
[0]
[0]
[0]
[0]
[0]
[0]
[0]
[0]
[0]
[0]
[0]
[31.03]
[97.18]
[55.23]
[27.26]
[58.62]
[45.78]
[66.58]
[27.75]
[21.59]
[0]
[0]
[0]
[0]
[0]
[0]
[0]
[0]
[0]
[0]
[0]
[0]
[0]
[0]
[0]
[39.020000000000003]
[33.11]
[15.75]
[39.479999999999997]
[21.71]
[37.979999999999997]
[19.66]
[22.35]
[15]
[0]
[0]
[0]
[0]
[0]
[0]
[0]
[0]
[0]
[0]
[0]
[0]
[0]
[0]
[0]
[12.01]
[18.59]
[278.11]
[648.49]
[707.65]
[680.08]
[567.57000000000005]
[422.89]
[203.66]
[0]
[0]
[0]
[0]
[0]
[0]
[0]
[0]
[0]
[0]
[0]
[0]
[0]
[0]
[0]
[173.89]
[326.27]
[281.83]
[148.21]
[138.01]
[199.59]
[99.12]
[61.92]
[15.77]
[0]
[0]
[0]
[0]
[0]
[0]
[0]
[0]
[0]
[0]
[0]
[0]
[0]
[0]
[0]
[6.64]
[12.77]
[22.88]
[40.24]
[27.04]
[25.59]
[15.29]
[8.34]
[6.57]
[0]
[0]
[0]
[0]
[0]
[0]
[0]
[0]
[0]
[0]
[0]
[0]
[0]
[0]
[0]
[7.87]
[23.74]
[112.54]
[626.49]
[707.71]
[731.49]
[595.78]
[439.31]
[215.29]
[0]
[0]
[0]
[0]
[0]
[0]
[0]
[0]
[0]
[0]
[0]
[0]
[0]
[0]
[0]
[96.7]
[161.04]
[221.62]
[397.53]
[139.74]
[189.59]
[98.2]
[22.05]
[1.04]
[0]
[0]
[0]
[0]
[0]
[0]
[0]
[0]
[0]
[0]
[0]
[0]
[0]
[0]
[0]
[213.24]
[451.38]
[595.42999999999995]
[682.22]
[711.5]
[678.53]
[580.28]
[434.43]
[195.46]
[0]
[0]
[0]
[0]
[0]
[0]
[0]
[0]
[0]
[0]
[0]
[0]
[0]
[0]
[0]
[205.64]
[434.34]
[579.65]
[662.1]
[696.62]
[663.53]
[568.39]
[424.42]
[200.8]
[0]
[0]
[0]
[0]
[0]
[0]
[0]
[0]
[0]
[0]
[0]
[0]
[0]
[0]
[0]
[34.76]
[374.07]
[494.62]
[198.61]
[191.36]
[576.1]
[539.02]
[428.52]
[231.68]
[0]
[0]
[0]
[0]
[0]
[0]
[0]
[0]
[0]
[0]
[0]
[0]
[0]
[0]
[0]
[213.75]
[415.67]
[596.12]
[690.85]
[721.26]
[675.99]
[585.4]
[440.26]
[190.47]
[0]
[0]
[0]
[0]
[0]
[0]
[0]
[0]
[0]
[0]
[0]
[0]
[0]
[0]
[0]
[28.93]
[397.58]
[148.15]
[55.49]
[78.59]
[103.24]
[27.82]
[36.61]
[14.78]
[0]
[0]
[0]
[0]
[0]
[0]
[0]
[0]
[0]
[0]
[0]
[0]
[0]
[0]
[0]
[28.15]
[65.989999999999995]
[82.72]
[248.52]
[89.2]
[131.59]
[67.239999999999995]
[256.57]
[49.61]
[0]
[0]
[0]
[0]
[0]
[0]
[0]
[0]
[0]
[0]
[0]
[0]
[0]
[0]
[0]
[201.49]
[449.99]
[600.80999999999995]
[691.77]
[727.12]
[676.77]
[592.25]
[423.62]
[220.38]
[0]
[0]
[0]
[0]
[0]
[0]
[0]
[0]
[0]
[0]
[0]
[0]
[0]
[0]
[0]
[22.87]
[148.97999999999999]
[84.01]
[32.43]
[42.73]
[75.56]
[588.91]
[374.58]
[158.06]
[0]
[0]
[0]
[0]
[0]
[0]
[0]
[0]
[0]
[0]
[0]
[0]
[0]
[0]
[0]
[108.56]
[235.54]
[548.64]
[623.07000000000005]
[603.22]
[624.58000000000004]
[567.05999999999995]
[133.76]
[122.3]
[0]
[0]
[0]
[0]
[0]
[0]
[0]
[0]
[0]
[0]
[0]
[0]
[0]
[0]
[0]
[19.48]
[220.82]
[65.900000000000006]
[60.64]
[78.63]
[44.84]
[75.599999999999994]
[14.45]
[9.4600000000000009]
[0]
[0]
[0]
[0]
[0]
[0]
[0]
[0]
[0]
[0]
[0]
[0]
[0]
[0]
[0]
[41.52]
[97.1]
[178.11]
[580.88]
[674.73]
[623.91]
[539.73]
[386.32]
[142.03]
[0]
[0]
[0]
[0]
[0]
[0]
[0]
[0]
[0]
[0]
[0]
[0]
[0]
[0]
[0]
[160.02000000000001]
[303]
[314.89999999999998]
[312.22000000000003]
[420.64]
[183.91]
[124.04]
[114.91]
[21.8]
[0]
[0]
[0]
[0]
[0]
[0]
[0]
[0]
[0]
[0]
[0]
[0]
[0]
[0]
[0]
[178.94]
[410.62]
[575.69000000000005]
[661.51]
[685.5]
[645.74]
[564.04999999999995]
[393.14]
[131.66]
[0]
[0]
[0]
[0]
[0]
[0]
[0]
[0]
[0]
[0]
[0]
[0]
[0]
[0]
[0]
[136.77000000000001]
[392.59]
[551.58000000000004]
[643.66]
[681.35]
[594.17999999999995]
[551.58000000000004]
[404.18]
[132.91]
[0]
[0]
[0]
[0]
[0]
[0]
[0]
[0]
[0]
[0]
[0]
[0]
[0]
[0]
[0]
[125.51]
[377.65]
[490.51]
[514.45000000000005]
[468.39]
[606.42999999999995]
[535.41999999999996]
[363.98]
[101.09]
[0]
[0]
[0]
[0]
[0]
[0]
[0]
[0]
[0]
[0]
[0]
[0]
[0]
[0]
[0]
[10.029999999999999]
[48.75]
[127.69]
[79.19]
[82.51]
[231.33]
[190.96]
[13.99]
[0]
[0]
[0]
[0]
[0]
[0]
[0]
[0]
[0]
[0]
[0]
[0]
[0]
[0]
[0]
[0]
[58.28]
[150.21]
[457.08]
[550.17999999999995]
[503.43]
[630.5]
[538.04999999999995]
[371.06]
[102.62]
[0]
[0]
[0]
[0]
[0]
[0]
[0]
[0]
[0]
[0]
[0]
[0]
[0]
[0]
[0]
[115.78]
[385.5]
[533.75]
[624.59]
[639.61]
[586.17999999999995]
[525.47]
[374.19]
[89.38]
[0]
[0]
[0]
[0]
[0]
[0]
[0]
[0]
[0]
[0]
[0]
[0]
[0]
[0]
[0]
[96.27]
[382.92]
[528.65]
[620.48]
[653.92999999999995]
[617.71]
[523.77]
[365.93]
[85.12]
[0]
[0]
[0]
[0]
[0]
[0]
[0]
[0]
[0]
[0]
[0]
[0]
[0]
[0]
[0]
[138.22999999999999]
[368.89]
[540.45000000000005]
[636.95000000000005]
[671]
[636.26]
[545.9]
[380.27]
[163.79]
[0]
[0]
[0]
[0]
[0]
[0]
[0]
[0]
[0]
[0]
[0]
[0]
[0]
[0]
[0]
[105.02]
[393.46]
[565.55999999999995]
[672.75]
[707.53]
[649.28]
[593.72]
[416.55]
[106.76]
[0]
[0]
[0]
[0]
[0]
[0]
[0]
[0]
[0]
[0]
[0]
[0]
[0]
[0]
[0]
[88.11]
[386.25]
[552.80999999999995]
[644.02]
[671.76]
[632.87]
[543.4]
[460.02]
[183.68]
[0]
[0]
[0]
[0]
[0]
[0]
[0]
[0]
[0]
[0]
[0]
[0]
[0]
[0]
[0]
[62.95]
[34.909999999999997]
[287.33]
[20.6]
[111.36]
[49.11]
[24.61]
[34.090000000000003]
[1.51]
[0]
[0]
[0]
[0]
[0]
[0]
[0]
[0]
[0]
[0]
[0]
[0]
[0]
[0]
[0]
[43.4]
[352.66]
[561.23]
[655.21]
[688.84]
[653.04]
[545.92999999999995]
[370.91]
[67.73]
[0]
[0]
[0]
[0]
[0]
[0]
[0]
[0]
[0]
[0]
[0]
[0]
[0]
[0]
[0]
[61.31]
[358.36]
[531.07000000000005]
[637.80999999999995]
[644.99]
[633.41]
[540.74]
[437.76]
[87.13]
[0]
[0]
[0]
[0]
[0]
[0]
[0]
[0]
[0]
[0]
[0]
[0]
[0]
[0]
[0]
[0]
[27.51]
[25.38]
[22.47]
[52.04]
[83.16]
[14.64]
[13.95]
[1.1200000000000001]
[0]
[0]
[0]
[0]
[0]
[0]
[0]
[0]
[0]
[0]
[0]
[0]
[0]
[0]
[0]
[3.54]
[48.49]
[61.2]
[41.48]
[15.19]
[13.84]
[17.89]
[14.48]
[0]
[0]
[0]
[0]
[0]
[0]
[0]
[0]
[0]
[0]
[0]
[0]
[0]
[0]
[0]
[0]
[7.89]
[13.73]
[9.2200000000000006]
[85.53]
[117.7]
[313.89999999999998]
[555.77]
[322.39]
[56.53]
[0]
[0]
[0]
[0]
[0]
[0]
[0]
[0]
[0]
[0]
[0]
[0]
[0]
[0]
[0]
[39.79]
[373.16]
[539.71]
[639.04999999999995]
[671.39]
[519.72]
[372.31]
[332.62]
[58.86]
[0]
[0]
[0]
[0]
[0]
[0]
[0]
[0]
[0]
[0]
[0]
[0]
[0]
[0]
[0]
[0.74]
[141.5]
[61.86]
[69.36]
[46.38]
[67.540000000000006]
[44.02]
[39.700000000000003]
[10.43]
[0]
[0]
[0]
[0]
[0]
[0]
[0]
[0]
[0]
[0]
[0]
[0]
[0]
[0]
[0]
[0]
[71.48]
[146.49]
[154.81]
[253.53]
[107.4]
[66.69]
[66.89]
[17.62]
[0]
[0]
[0]
[0]
[0]
[0]
[0]
[0]
[0]
[0]
[0]
[0]
[0]
[0]
[0]
[22.3]
[338.22]
[544.77]
[669.07]
[695.48]
[640.78]
[568.59]
[385.4]
[45.46]
[0]
[0]
[0]
[0]
[0]
[0]
[0]
[0]
[0]
[0]
[0]
[0]
[0]
[0]
[0]
[2.13]
[350.43]
[549.28]
[655.86]
[679.52]
[658.86]
[555.59]
[369.69]
[141.22999999999999]
[0]
[0]
[0]
[0]
[0]
[0]
[0]
[0]
[0]
[0]
[0]
[0]
[0]
[0]
[0]
[0]
[61.22]
[59.45]
[157.76]
[96.35]
[98.93]
[52.18]
[40.19]
[2.5]
[0]
[0]
[0]
[0]
[0]
[0]
[0]
[0]
[0]
[0]
[0]
[0]
[0]
[0]
[0]
[0]
[106.3]
[170.32]
[110.89]
[43.92]
[133.76]
[23.61]
[14.53]
[16.690000000000001]
[0]
[0]
[0]
[0]
[0]
[0]
[0]
[0]
[0]
[0]
[0]
[0]
[0]
[0]
[0]
[0.35]
[194.8]
[465.97]
[350.31]
[685.58]
[661.34]
[572.96]
[374.66]
[130.02000000000001]
[0]
[0]
[0]
[0]
[0]
[0]
[0]
[0]
[0]
[0]
[0]
[0]
[0]
[0]
[0]
[0]
[8.7799999999999994]
[83.71]
[60.49]
[31.96]
[65.92]
[234.1]
[48.45]
[23.63]
[0]
[0]
[0]
[0]
[0]
[0]
[0]
[0]
[0]
[0]
[0]
[0]
[0]
[0]
[0]
[0]
[165.08]
[216.17]
[293.37]
[230.97]
[463.7]
[166.19]
[64.489999999999995]
[3.99]
[0]
[0]
[0]
[0]
[0]
[0]
[0]
[0]
[0]
[0]
[0]
[0]
[0]
[0]
[0]
[0]
[2.98]
[19.21]
[108.35]
[318.79000000000002]
[201.64]
[39.270000000000003]
[11.66]
[1.07]
[0]
[0]
[0]
[0]
[0]
[0]
[0]
[0]
[0]
[0]
[0]
[0]
[0]
[0]
[0]
[0]
[65.92]
[151.49]
[103.52]
[100.56]
[429.17]
[575.15]
[389.62]
[46.13]
[0]
[0]
[0]
[0]
[0]
[0]
[0]
[0]
[0]
[0]
[0]
[0]
[0]
[0]
[0]
[0]
[331.05]
[533.54999999999995]
[636.54]
[656.98]
[660.58]
[582.39]
[388.19]
[52.66]
[0]
[0]
[0]
[0]
[0]
[0]
[0]
[0]
[0]
[0]
[0]
[0]
[0]
[0]
[0]
[0]
[308.36]
[507.11]
[615.4]
[638.41999999999996]
[638.28]
[544.94000000000005]
[370.26]
[46.06]
[0]
[0]
[0]
[0]
[0]
[0]
[0]
[0]
[0]
[0]
[0]
[0]
[0]
[0]
[0]
[0]
[208.41]
[428.58]
[478.97]
[646.95000000000005]
[478.41]
[501.27]
[364.42]
[46.24]
[0]
[0]
[0]
[0]
[0]
[0]
[0]
[0]
[0]
[0]
[0]
[0]
[0]
[0]
[0]
[0]
[308.82]
[513.22]
[635.76]
[665.76]
[636.58000000000004]
[556.92999999999995]
[390.83]
[103.04]
[0]
[0]
[0]
[0]
[0]
[0]
[0]
[0]
[0]
[0]
[0]
[0]
[0]
[0]
[0]
[0]
[312.62]
[517.82000000000005]
[637.54999999999995]
[680.32]
[658.07]
[556.69000000000005]
[378.67]
[45.87]
[0]
[0]
[0]
[0]
[0]
[0]
[0]
[0]
[0]
[0]
[0]
[0]
[0]
[0]
[0]
[0]
[56.23]
[62.99]
[466.84]
[289.16000000000003]
[383.85]
[557.59]
[385.04]
[53.35]
[0]
[0]
[0]
[0]
[0]
[0]
[0]
[0]
[0]
[0]
[0]
[0]
[0]
[0]
[0]
[0]
[46.7]
[118.67]
[201.35]
[185.04]
[194.07]
[492.73]
[247.38]
[39.520000000000003]
[0]
[0]
[0]
[0]
[0]
[0]
[0]
[0]
[0]
[0]
[0]
[0]
[0]
[0]
[0]
[0]
[295.33999999999997]
[496.61]
[608.73]
[651.92999999999995]
[632.6]
[527.09]
[380.78]
[51.5]
[0]
[0]
[0]
[0]
[0]
[0]
[0]
[0]
[0]
[0]
[0]
[0]
[0]
[0]
[0]
[0]
[292.31]
[479.41]
[590.11]
[611.82000000000005]
[673.55]
[607.9]
[446.22]
[77.78]
[0]
[0]
[0]
[0]
[0]
[0]
[0]
[0]
[0]
[0]
[0]
[0]
[0]
[0]
[0]
[0]
[287.92]
[442.78]
[574.04]
[653.89]
[630.36]
[526.04999999999995]
[389.33]
[65.569999999999993]
[0]
[0]
[0]
[0]
[0]
[0]
[0]
[0]
[0]
[0]
[0]
[0]
[0]
[0]
[0]
[0]
[291.64]
[471]
[546.75]
[609.37]
[605.65]
[506.03]
[362.79]
[50.35]
[0]
[0]
[0]
[0]
[0]
[0]
[0]
[0]
[0]
[0]
[0]
[0]
[0]
[0]
[0]
[0]
[11.82]
[47.75]
[98.08]
[98.74]
[99.76]
[113.44]
[125.29]
[70.67]
[0]
[0]
[0]
[0]
[0]
[0]
[0]
[0]
[0]
[0]
[0]
[0]
[0]
[0]
[0]
[0]
[49.35]
[68.319999999999993]
[104.33]
[93.13]
[103.98]
[82.37]
[45.57]
[5.01]
[0]
[0]
[0]
[0]
[0]
[0]
[0]
[0]
[0]
[0]
[0]
[0]
[0]
[0]
[0]
[0]
[16.37]
[6.78]
[33.909999999999997]
[17.489999999999998]
[67.81]
[42.59]
[38.380000000000003]
[4.45]
[0]
[0]
[0]
[0]
[0]
[0]
[0]
[0]
[0]
[0]
[0]
[0]
[0]
[0]
[0]
[0]
[13.78]
[22.61]
[30.26]
[27.94]
[32.18]
[17.39]
[12.78]
[1.05]
[0]
[0]
[0]
[0]
[0]
[0]
[0]
[0]
[0]
[0]
[0]
[0]
[0]
[0]
[0]
[0]
[99.18]
[94.72]
[205.01]
[166.64]
[142.09]
[215.85]
[106.27]
[11.29]
[0]
[0]
[0]
[0]
[0]
[0]
[0]
[0]
[0]
[0]
[0]
[0]
[0]
[0]
[0]
[0]
[3.99]
[17.72]
[20.47]
[29.77]
[23.3]
[28.33]
[34.96]
[0]
[0]
[0]
[0]
[0]
[0]
[0]
[0]
[0]

{"sheet":"Elaborazioni","index":2,"n_rows":26,"n_cols":24,"rows_kept":26,"cut":false,"hidden":true,"merged":[[0,16,1,16],[0,17,1,17],[0,18,1,18],[0,19,1,19],[0,20,1,20]]}
["PV[W]","PREL [kW]","Prel_scuola[kW]",null,null,"Tot_PV [kW]","ToT PREL [kW]","AUT [kW]","IMM [kW]","Econd [kW]",null,null,null,null,null,null,"Tariffa fissa","Tariffa variabile","TOT","Corr.Geog","Totale",null,{"$f":"Prelievi_Utenti!V23","v":7}]
[0,0.17273333333333332,22.54,null,0,{"$f":"(A2*Simulatore_Scuola!$E$16)/1000","v":0},{"$f":"Simulatore_Scuola!$E$17*Elaborazioni!B2","v":0.51819999999999999},{"$f":"MIN(F2,C2)","v":0},{"$f":"MAX(0,F2-H2)","v":0},{"$f":"MIN(I2,G2)","v":0},"00:00:00",null,"Potenza Fotovoltaica",{"$f":"Simulatore_Scuola!E16","v":1},"kWp",null,null,null,null,null,null,1,"Abruzzo",4]
[0,0.14680000000000001,22.54,null,{"$f":"E2+1","v":1},{"$f":"(A3*Simulatore_Scuola!$E$16)/1000","v":0},{"$f":"Simulatore_Scuola!$E$17*Elaborazioni!B3","v":0.44040000000000001},{"$f":"MIN(F3,C3)","v":0},{"$f":"MAX(0,F3-H3)","v":0},{"$f":"MIN(I3,G3)","v":0},"01:00:00",null,"Energia prodotta dall'impianto fotovoltaico",{"$f":"365*F26","v":2301.5987500000001},"kWh/anno",null,{"$f":"IF(N2<=200,80,0)","v":80},{"$f":"IF(Q3=0,0,MAX(0,180-Simulatore_Scuola!$E$20))","v":80},{"$f":"MIN(120,Q3+R3)","v":120},{"$f":"IF(Q3=0,0,$W$22)","v":4},{"$f":"S3+T3","v":124},2,"Basilicata",0]
[0,0.13056666666666669,22.54,null,{"$f":"E3+1","v":2},{"$f":"(A4*Simulatore_Scuola!$E$16)/1000","v":0},{"$f":"Simulatore_Scuola!$E$17*Elaborazioni!B4","v":0.39170000000000005},0,0,0,"02:00:00",null,"Energia prelevata dalla scuola",{"$f":"365*B26","v":1782.2220000000002},"kWh/anno",null,{"$f":"IF(AND(N2>200,N2<=600),70,0)","v":0},{"$f":"IF(Q4=0,0,MAX(0,180-Simulatore_Scuola!$E$20))","v":0},{"$f":"MIN(110,Q4+R4)","v":0},{"$f":"IF(Q4=0,0,$W$22)","v":0},{"$f":"S4+T4","v":0},3,"Calabria",0]
[0,0.12316666666666669,22.54,null,3,{"$f":"(A5*Simulatore_Scuola!$E$16)/1000","v":0},{"$f":"Simulatore_Scuola!$E$17*Elaborazioni!B5","v":0.36950000000000005},0,0,0,"03:00:00",null,"Energia prelevata dagli utenti domestici",{"$f":"G26*365","v":5346.6660000000002},"kWh/anno",null,{"$f":"IF(N2>600,60,0)","v":0},{"$f":"IF(Q5=0,0,MAX(0,180-Simulatore_Scuola!$E$20))","v":0},{"$f":"MIN(100,Q5+R5)","v":0},0,0,4,"Campania",0]
[0,0.12033333333333333,22.54,null,4,{"$f":"(A6*Simulatore_Scuola!$E$16)/1000","v":0},{"$f":"Simulatore_Scuola!$E$17*Elaborazioni!B6","v":0.36099999999999999},0,0,0,"04:00:00",null,"Energia autoconsumata dalla scuola",{"$f":"H26*365","v":2301.5987500000001},"kWh/anno",null,null,null,null,null,{"$f":"SUM(U3:U5)","v":124},5,"Emilia-Romagna",10]
[9.43,0.12483333333333334,22.54,null,5,{"$f":"(A7*Simulatore_Scuola!$E$16)/1000","v":9.4299999999999991E-3},{"$f":"Simulatore_Scuola!$E$17*Elaborazioni!B7","v":0.3745},9.4299999999999991E-3,0,0,"05:00:00",null,"Energia immessa in rete dall'impianto",{"$f":"365*I26","v":0},"kWh/anno",null,null,null,null,null,null,6,"Friuli-Venezia Giulia",10]
[98.61,0.13943333333333333,22.54,null,6,{"$f":"(A8*Simulatore_Scuola!$E$16)/1000","v":9.8610000000000003E-2},{"$f":"Simulatore_Scuola!$E$17*Elaborazioni!B8","v":0.41830000000000001},9.8610000000000003E-2,0,0,"06:00:00",null,"Energia condivisa nella CER",{"$f":"J26*365","v":0},"kWh/anno",null,null,null,null,null,null,7,"Lazio",4]
[307.3,0.16756666666666667,22.54,null,7,{"$f":"(A9*Simulatore_Scuola!$E$16)/1000","v":0.30730000000000002},{"$f":"Simulatore_Scuola!$E$17*Elaborazioni!B9","v":0.50270000000000004},0.30730000000000002,0,0,"07:00:00",null,null,null,null,null,null,null,null,null,null,8,"Liguria",10]
[510.65,0.18933333333333333,32.75,null,8,{"$f":"(A10*Simulatore_Scuola!$E$16)/1000","v":0.51064999999999994},{"$f":"Simulatore_Scuola!$E$17*Elaborazioni!B10","v":0.56799999999999995},0.51064999999999994,0,0,"08:00:00",null,null,null,null,null,null,null,null,null,null,9,"Lombardia",10]
[656.8,0.2046,78.536249999999995,null,9,{"$f":"(A11*Simulatore_Scuola!$E$16)/1000","v":0.65679999999999994},{"$f":"Simulatore_Scuola!$E$17*Elaborazioni!B11","v":0.61380000000000001},0.65679999999999994,{"$f":"MAX(0,F11-H11)","v":0},0,"09:00:00",null,"Incentivo CER",{"$f":"(U6/1000)*N8","v":0},"euro/anno",null,null,null,null,null,null,10,"Marche",4]
[771.19,0.20893333333333333,85.902500000000003,null,10,{"$f":"(A12*Simulatore_Scuola!$E$16)/1000","v":0.77119000000000004},{"$f":"Simulatore_Scuola!$E$17*Elaborazioni!B12","v":0.62680000000000002},0.77119000000000004,0,0,"10:00:00",null,"Costi di rete evitati",{"$f":"(Simulatore_Scuola!$E$22/1000)*Elaborazioni!N8","v":0},"euro/anno",null,null,null,null,null,null,11,"Molise",0]
[824.57,0.21373333333333333,85.066249999999997,null,11,{"$f":"(A13*Simulatore_Scuola!$E$16)/1000","v":0.82457000000000003},{"$f":"Simulatore_Scuola!$E$17*Elaborazioni!B13","v":0.64119999999999999},{"$f":"MIN(F13,C13)","v":0.82457000000000003},0,0,"11:00:00",null,"Energia venduta alla rete",{"$f":"(Simulatore_Scuola!$E$20/1000)*Elaborazioni!N7","v":0},"euro/anno",null,null,null,null,null,null,12,"Piemonte",10]
[822.08,0.22803333333333331,84.22999999999999,null,12,{"$f":"(A14*Simulatore_Scuola!$E$16)/1000","v":0.82208000000000003},{"$f":"Simulatore_Scuola!$E$17*Elaborazioni!B14","v":0.68409999999999993},0.82208000000000003,0,0,"12:00:00",null,"Risparmio autoconsumo scuola",{"$f":"(Simulatore_Scuola!$E$21/1000)*Elaborazioni!N6","v":345.23981250000003},"euro/anno",null,null,null,null,null,null,13,"Puglia",0]
[759.87,0.23006666666666667,79.751666666666665,null,13,{"$f":"(A15*Simulatore_Scuola!$E$16)/1000","v":0.75987000000000005},{"$f":"Simulatore_Scuola!$E$17*Elaborazioni!B15","v":0.69020000000000004},0.75987000000000005,0,0,"13:00:00",null,"Totale",{"$f":"SUM(N11:N14)","v":345.23981250000003},null,null,null,null,null,null,null,14,"Sardegna",0]
[664.1,0.22763333333333333,69.183333333333337,null,14,{"$f":"(A16*Simulatore_Scuola!$E$16)/1000","v":0.66410000000000002},{"$f":"Simulatore_Scuola!$E$17*Elaborazioni!B16","v":0.68289999999999995},0.66410000000000002,0,0,"14:00:00",null,null,null,null,null,null,null,null,null,null,15,"Sicilia",0]
[506.18,0.22209999999999999,47.858563829787236,null,15,{"$f":"(A17*Simulatore_Scuola!$E$16)/1000","v":0.50617999999999996},{"$f":"Simulatore_Scuola!$E$17*Elaborazioni!B17","v":0.6663},0.50617999999999996,0,0,"15:00:00",null,"Costo sostenuto per produrre l'energia",{"$f":"N3*Simulatore_Scuola!$G$23","v":225.55667750000001},null,null,null,null,null,null,null,16,"Toscana",4]
[296.55,0.21916666666666665,17.28,null,16,{"$f":"(A18*Simulatore_Scuola!$E$16)/1000","v":0.29655000000000004},{"$f":"Simulatore_Scuola!$E$17*Elaborazioni!B18","v":0.65749999999999997},{"$f":"MIN(F18,C18)","v":0.29655000000000004},0,0,"16:00:00",null,"saldo",{"$f":"N15-N17","v":119.68313500000002},null,null,null,null,null,null,null,17,"Trentino-Alto Adige",10]
[71.209999999999994,0.22973333333333334,17.28,null,17,{"$f":"(A19*Simulatore_Scuola!$E$16)/1000","v":7.1209999999999996E-2},{"$f":"Simulatore_Scuola!$E$17*Elaborazioni!B19","v":0.68920000000000003},7.1209999999999996E-2,0,0,"17:00:00",null,null,null,null,null,null,null,null,null,null,18,"Umbria",4]
[7.21,0.25353333333333333,17.28,null,18,{"$f":"(A20*Simulatore_Scuola!$E$16)/1000","v":7.2100000000000003E-3},{"$f":"Simulatore_Scuola!$E$17*Elaborazioni!B20","v":0.76059999999999994},7.2100000000000003E-3,{"$f":"MAX(0,F20-H20)","v":0},0,"18:00:00",null,null,null,null,null,null,null,null,null,null,19,"Valle-D'Aosta",10]
[0,0.29543333333333338,17.28,null,19,{"$f":"(A21*Simulatore_Scuola!$E$16)/1000","v":0},{"$f":"Simulatore_Scuola!$E$17*Elaborazioni!B21","v":0.88630000000000009},0,0,0,"19:00:00",null,null,null,null,null,null,null,null,null,null,20,"Veneto",10]
[0,0.3004,17.28,null,20,{"$f":"(A22*Simulatore_Scuola!$E$16)/1000","v":0},{"$f":"Simulatore_Scuola!$E$17*Elaborazioni!B22","v":0.9012},0,0,0,"20:00:00",null,null,null,null,null,null,null,null,null,null,null,{"$f":"VLOOKUP(W1, V2:X21,3,FALSE)","v":4}]
[0,0.28046666666666664,17.28,null,21,{"$f":"(A23*Simulatore_Scuola!$E$16)/1000","v":0},{"$f":"Simulatore_Scuola!$E$17*Elaborazioni!B23","v":0.84139999999999993},0,0,0,"21:00:00"]
[0,0.24743333333333331,17.28,null,22,{"$f":"(A24*Simulatore_Scuola!$E$16)/1000","v":0},{"$f":"Simulatore_Scuola!$E$17*Elaborazioni!B24","v":0.74229999999999996},0,0,0,"22:00:00"]
[0,0.20676666666666668,17.28,null,23,{"$f":"(A25*Simulatore_Scuola!$E$16)/1000","v":0},{"$f":"Simulatore_Scuola!$E$17*Elaborazioni!B25","v":0.62030000000000007},0,0,0,"23:00:00"]
[null,{"$f":"SUM(B2:B25)","v":4.8828000000000005},null,null,null,{"$f":"SUM(F2:F25)","v":6.3057499999999997},{"$f":"SUM(G2:G25)","v":14.648400000000001},6.3057499999999997,0,0]

{"sheet":"Flussi cassa","index":3,"n_rows":13,"n_cols":27,"rows_kept":13,"cut":false,"hidden":true,"merged":[]}
[]
["ANNO",0,{"$f":"B2+1","v":1},{"$f":"C2+1","v":2},3,4,5,6,7,8,9,10,11,12,13,14,15,16,{"$f":"R2+1","v":17},18,19,20,21,22,{"$f":"X2+1","v":23},24,25]
["Costo installazione",{"$f":"Simulatore_Scuola!E18","v":150000},{"$f":"$B$10","v":15000},15000,15000,15000,15000,15000,15000,15000,15000,15000,0,0,0,0,0,0,0,0,0,0,0,0,0,0,0]
["Interessi",{"$f":"Simulatore_Scuola!E19/100","v":0.04},{"$f":"$B$4*C3","v":600},{"$f":"$B$4*D3","v":600},600,600,600,600,600,600,600,600,0,0,0,0,0,0,0,0,0,0,0,0,0,0,0]
["Costo manutenzione",{"$f":"2/100","v":0.02},{"$f":"B3*B5","v":3000},{"$f":"$C$5","v":3000},3000,3000,3000,3000,3000,3000,3000,3000,3000,3000,3000,3000,3000,3000,3000,3000,3000,3000,3000,3000,3000,3000,3000]
["Int+man",null,{"$f":"C4+C5","v":3600},{"$f":"D4+D5","v":3600},3600,3600,3600,3600,3600,3600,3600,3600,3000,3000,3000,3000,3000,3000,3000,3000,3000,3000,3000,3000,3000,3000,3000]
["Ricavi",{"$f":"Elaborazioni!N15","v":345.23981250000003},{"$f":"$B$7","v":345.23981250000003},345.23981250000003,345.23981250000003,345.23981250000003,345.23981250000003,345.23981250000003,345.23981250000003,345.23981250000003,345.23981250000003,345.23981250000003,345.23981250000003,345.23981250000003,345.23981250000003,345.23981250000003,345.23981250000003,345.23981250000003,345.23981250000003,345.23981250000003,345.23981250000003,345.23981250000003,345.23981250000003,345.23981250000003,345.23981250000003,345.23981250000003,345.23981250000003]
["Cumulata",{"$f":"-B3","v":-150000},{"$f":"B8+C7","v":-149654.76018750001},{"$f":"C8+D7","v":-149309.52037500002},{"$f":"D8+E7","v":-148964.28056250003},{"$f":"E8+F7","v":-148619.04075000004},-148273.80093750005,-147928.56112500007,-147583.32131250008,-147238.08150000009,-146892.8416875001,-146547.60187500011,-146202.36206250012,-145857.12225000013,-145511.88243750014,-145166.64262500015,-144821.40281250016,-144476.16300000018,-144130.92318750019,-143785.6833750002,-143440.44356250021,-143095.20375000022,-142749.96393750023,-142404.72412500024,-142059.48431250025,-141714.24450000026,-141369.00468750027]
[]
["Quota ammortamento",{"$f":"B3/10","v":15000}]
[]
[null,"PBT",{"$f":"COUNTIF(C8:AA8, \"<0\")+1","v":26}]
[null,"VAN",{"$f":"AA8","v":-141369.00468750027}]

{"sheet":"Prelievi_Utenti","index":4,"n_rows":103,"n_cols":24,"rows_kept":103,"cut":false,"hidden":true,"merged":[[25,0,25,19],[51,0,51,19],[77,0,77,19]]}
["Abruzzo","Basilicata","Calabria","Campania","Emilia-Romagna","Friuli-Venezia Giulia","Lazio","Liguria","Lombardia","Marche","Molise","Piemonte","Puglia","Sardegna","Sicilia","Toscana","Trentino-Alto Adige","Umbria","Valle-D'Aosta","Veneto",null,"Elenco Regioni","Potenza prelievo"]
[2.5866666666666666E-2,2.6599999999999999E-2,4.5666666666666661E-2,5.3233333333333334E-2,3.3599999999999998E-2,3.0533333333333332E-2,3.56E-2,2.5899999999999996E-2,3.266666666666667E-2,2.7E-2,2.7899999999999998E-2,2.5433333333333336E-2,3.9699999999999999E-2,4.3166666666666666E-2,5.7200000000000001E-2,3.4599999999999999E-2,4.2899999999999994E-2,2.3633333333333329E-2,3.2066666666666667E-2,3.4908771929824556E-2,1,"Abruzzo","1,5kW",1]
[2.3233333333333338E-2,2.4666666666666667E-2,4.1333333333333333E-2,4.7933333333333335E-2,3.1033333333333329E-2,2.7399999999999997E-2,3.2300000000000002E-2,2.3099999999999999E-2,3.0299999999999997E-2,2.4966666666666665E-2,2.58E-2,2.2866666666666664E-2,3.5966666666666668E-2,3.8899999999999997E-2,5.1433333333333331E-2,3.1E-2,4.0766666666666666E-2,2.1366666666666662E-2,2.8300000000000002E-2,3.1719298245614029E-2,{"$f":"U2+1","v":2},"Basilicata","3kW",{"$f":"X2+1","v":2}]
[2.1500000000000002E-2,2.3466666666666663E-2,3.85E-2,4.4399999999999995E-2,2.9266666666666667E-2,2.4999999999999998E-2,3.0300000000000004E-2,2.1433333333333332E-2,2.8766666666666666E-2,2.3733333333333332E-2,2.4499999999999997E-2,2.1433333333333332E-2,3.3599999999999998E-2,3.6166666666666673E-2,4.7133333333333333E-2,2.8833333333333336E-2,3.9899999999999998E-2,2.0233333333333336E-2,2.5933333333333336E-2,2.9689473684210529E-2,{"$f":"U3+1","v":3},"Calabria","4,5kW",{"$f":"X3+1","v":3}]
[2.0933333333333332E-2,2.3033333333333333E-2,3.7366666666666666E-2,4.2766666666666668E-2,2.863333333333333E-2,2.3499999999999997E-2,2.9499999999999998E-2,2.0633333333333333E-2,2.8300000000000002E-2,2.3266666666666668E-2,2.3800000000000002E-2,2.0866666666666669E-2,3.2500000000000001E-2,3.5033333333333333E-2,4.5199999999999997E-2,2.7800000000000002E-2,3.9E-2,1.9699999999999999E-2,2.4866666666666665E-2,2.8773684210526319E-2,4,"Campania","6kW",4]
[2.0766666666666666E-2,2.3099999999999999E-2,3.7566666666666665E-2,4.2533333333333333E-2,2.8200000000000003E-2,2.2666666666666665E-2,2.9733333333333334E-2,2.0233333333333336E-2,2.8133333333333333E-2,2.2866666666666664E-2,2.3633333333333336E-2,2.0733333333333336E-2,3.2500000000000001E-2,3.5200000000000002E-2,4.476666666666667E-2,2.7333333333333334E-2,4.0833333333333333E-2,1.9633333333333332E-2,2.4300000000000002E-2,2.8670175438596488E-2,5,"Emilia-Romagna"]
[2.1533333333333335E-2,2.4033333333333334E-2,4.0233333333333336E-2,4.3966666666666661E-2,2.8166666666666663E-2,2.2800000000000001E-2,3.1033333333333333E-2,2.0666666666666667E-2,2.8433333333333335E-2,2.2999999999999996E-2,2.4266666666666669E-2,2.1599999999999998E-2,3.3933333333333336E-2,3.6899999999999995E-2,4.7533333333333337E-2,2.7766666666666665E-2,4.1766666666666667E-2,2.0066666666666667E-2,2.4133333333333336E-2,2.957017543859649E-2,6,"Friuli-Venezia Giulia"]
[2.3299999999999998E-2,2.6233333333333331E-2,4.6966666666666664E-2,4.816666666666667E-2,2.8500000000000001E-2,2.46E-2,3.3800000000000004E-2,2.23E-2,2.8666666666666663E-2,2.3999999999999997E-2,2.6166666666666668E-2,2.3633333333333336E-2,3.7699999999999997E-2,4.19E-2,5.3499999999999999E-2,3.0066666666666669E-2,4.6399999999999997E-2,2.173333333333333E-2,2.513333333333333E-2,3.2250877192982461E-2,7,"Lazio"]
[2.6700000000000002E-2,2.9899999999999999E-2,5.5666666666666663E-2,5.4799999999999995E-2,2.9433333333333329E-2,2.803333333333333E-2,3.8033333333333336E-2,2.4933333333333335E-2,2.9633333333333334E-2,2.6100000000000002E-2,2.9833333333333333E-2,2.5899999999999996E-2,4.4333333333333336E-2,5.0666666666666672E-2,6.3333333333333339E-2,3.3700000000000001E-2,4.9433333333333329E-2,2.4166666666666666E-2,2.8133333333333333E-2,3.6459649122807018E-2,8,"Liguria"]
[2.9399999999999999E-2,3.3366666666666663E-2,6.0433333333333332E-2,5.9233333333333332E-2,3.0799999999999998E-2,3.1633333333333333E-2,4.1100000000000005E-2,2.81E-2,3.1233333333333335E-2,2.8700000000000003E-2,3.2799999999999996E-2,2.8333333333333332E-2,4.8533333333333338E-2,5.616666666666667E-2,7.0233333333333328E-2,3.7066666666666671E-2,4.6699999999999998E-2,2.6200000000000001E-2,3.2333333333333332E-2,3.9598245614035091E-2,9,"Lombardia"]
[3.1E-2,3.4499999999999996E-2,6.13E-2,6.0999999999999999E-2,3.2400000000000005E-2,3.4599999999999999E-2,4.2899999999999994E-2,3.0033333333333332E-2,3.2899999999999999E-2,3.0300000000000004E-2,3.4033333333333332E-2,2.9700000000000001E-2,4.9700000000000001E-2,5.6600000000000004E-2,7.3033333333333339E-2,3.95E-2,4.9066666666666668E-2,2.8200000000000003E-2,3.5166666666666672E-2,4.1364912280701764E-2,10,"Marche"]
[3.1133333333333332E-2,3.4366666666666663E-2,6.0100000000000008E-2,6.1233333333333334E-2,3.3066666666666668E-2,3.3833333333333333E-2,4.3000000000000003E-2,2.986666666666667E-2,3.3466666666666665E-2,3.0766666666666664E-2,3.39E-2,2.9799999999999997E-2,4.9566666666666669E-2,5.5266666666666665E-2,7.2866666666666663E-2,4.0399999999999998E-2,5.1699999999999996E-2,2.9333333333333333E-2,3.4566666666666669E-2,4.1485964912280696E-2,11,"Molise"]
[3.093333333333333E-2,3.4133333333333328E-2,5.9566666666666664E-2,6.1199999999999997E-2,3.3266666666666667E-2,3.2599999999999997E-2,4.3199999999999995E-2,2.9766666666666667E-2,3.4200000000000001E-2,3.09E-2,3.3733333333333337E-2,2.9899999999999999E-2,5.0300000000000004E-2,5.4666666666666669E-2,7.273333333333333E-2,4.0699999999999993E-2,4.923333333333333E-2,2.9700000000000001E-2,3.3333333333333333E-2,4.1266666666666653E-2,12,"Piemonte"]
[3.1366666666666668E-2,3.4466666666666666E-2,6.0966666666666669E-2,6.2566666666666659E-2,3.4000000000000002E-2,3.373333333333333E-2,4.41E-2,3.0600000000000002E-2,3.4366666666666663E-2,3.106666666666667E-2,3.4966666666666667E-2,3.0433333333333337E-2,5.2400000000000002E-2,5.5433333333333334E-2,7.4399999999999994E-2,4.1633333333333335E-2,5.1166666666666666E-2,2.9399999999999999E-2,3.4799999999999998E-2,4.2203508771929826E-2,13,"Puglia"]
[3.15E-2,3.3533333333333332E-2,6.2133333333333339E-2,6.3366666666666668E-2,3.4233333333333331E-2,3.613333333333333E-2,4.3899999999999995E-2,3.096666666666667E-2,3.3833333333333333E-2,3.0333333333333334E-2,3.5333333333333328E-2,2.9899999999999999E-2,5.2933333333333332E-2,5.5500000000000001E-2,7.5499999999999998E-2,4.1033333333333338E-2,4.7833333333333339E-2,2.7700000000000002E-2,3.6666666666666667E-2,4.2228070175438594E-2,14,"Sardegna"]
[3.093333333333333E-2,3.3066666666666668E-2,6.1166666666666668E-2,6.2199999999999998E-2,3.3433333333333336E-2,3.5733333333333332E-2,4.2666666666666665E-2,3.0033333333333332E-2,3.3099999999999997E-2,2.9799999999999997E-2,3.4166666666666672E-2,2.8999999999999998E-2,5.1499999999999997E-2,5.4300000000000008E-2,7.4266666666666661E-2,3.9833333333333332E-2,5.106666666666667E-2,2.6666666666666668E-2,3.6066666666666664E-2,4.1526315789473689E-2,15,"Sicilia"]
[3.0233333333333334E-2,3.266666666666667E-2,5.9700000000000003E-2,6.083333333333333E-2,3.323333333333333E-2,3.4599999999999999E-2,4.1866666666666663E-2,2.9366666666666666E-2,3.2799999999999996E-2,3.0033333333333332E-2,3.3299999999999996E-2,2.8500000000000001E-2,5.046666666666666E-2,5.3433333333333333E-2,7.2466666666666665E-2,3.9366666666666661E-2,5.0200000000000002E-2,2.6466666666666666E-2,3.4766666666666668E-2,4.0752631578947367E-2,16,"Toscana"]
[3.0633333333333335E-2,3.3666666666666664E-2,6.08E-2,6.1699999999999998E-2,3.4099999999999998E-2,3.4500000000000003E-2,4.2766666666666668E-2,2.9700000000000001E-2,3.3500000000000002E-2,3.1300000000000001E-2,3.4099999999999998E-2,2.8899999999999999E-2,5.1766666666666662E-2,5.4299999999999994E-2,7.3099999999999998E-2,4.0166666666666663E-2,5.553333333333333E-2,2.753333333333333E-2,3.5099999999999999E-2,4.1745614035087718E-2,17,"Trentino-Alto Adige"]
[3.2466666666666665E-2,3.5366666666666664E-2,6.3966666666666658E-2,6.6333333333333341E-2,3.6733333333333333E-2,3.5799999999999998E-2,4.5666666666666668E-2,3.1633333333333333E-2,3.6433333333333338E-2,3.373333333333333E-2,3.5700000000000003E-2,3.1233333333333335E-2,5.4199999999999998E-2,5.6766666666666667E-2,7.6133333333333331E-2,4.2800000000000005E-2,5.9033333333333327E-2,3.0266666666666664E-2,3.7266666666666663E-2,4.429122807017543E-2,18,"Umbria"]
[3.4166666666666672E-2,3.6666666666666674E-2,6.6333333333333341E-2,7.0599999999999996E-2,3.9833333333333332E-2,3.8266666666666671E-2,4.8899999999999999E-2,3.4333333333333334E-2,3.9733333333333336E-2,3.5899999999999994E-2,3.6833333333333336E-2,3.4066666666666669E-2,5.623333333333333E-2,5.9133333333333336E-2,7.8166666666666662E-2,4.6233333333333328E-2,5.8666666666666666E-2,3.2933333333333335E-2,4.0966666666666672E-2,4.6735087719298254E-2,19,"Valle-D'Aosta"]
[3.6566666666666664E-2,3.7733333333333334E-2,6.9533333333333336E-2,7.4700000000000003E-2,4.356666666666667E-2,4.36E-2,5.2033333333333327E-2,3.7733333333333334E-2,4.2166666666666665E-2,3.7833333333333337E-2,3.8600000000000002E-2,3.6533333333333334E-2,5.8233333333333331E-2,6.1566666666666665E-2,8.1233333333333338E-2,5.0233333333333331E-2,5.5399999999999998E-2,3.4133333333333328E-2,4.6600000000000003E-2,4.9368421052631582E-2,20,"Veneto"]
[3.78E-2,3.7733333333333334E-2,7.2333333333333333E-2,7.7333333333333323E-2,4.5000000000000005E-2,4.5233333333333327E-2,5.2533333333333342E-2,3.8300000000000001E-2,4.2699999999999995E-2,3.7766666666666664E-2,3.9933333333333328E-2,3.6699999999999997E-2,5.9333333333333328E-2,6.2933333333333327E-2,8.3466666666666675E-2,5.0966666666666667E-2,5.2233333333333333E-2,3.3466666666666665E-2,4.7833333333333332E-2,5.0189473684210527E-2]
[3.5799999999999998E-2,3.56E-2,6.7533333333333334E-2,7.4366666666666664E-2,4.3299999999999998E-2,4.1966666666666673E-2,4.9466666666666666E-2,3.6066666666666664E-2,4.2233333333333338E-2,3.5966666666666668E-2,3.7999999999999999E-2,3.5266666666666668E-2,5.6000000000000001E-2,6.0366666666666659E-2,7.9899999999999999E-2,4.8366666666666669E-2,5.093333333333333E-2,3.2000000000000001E-2,4.476666666666667E-2,4.7784210526315783E-2,null,7,2]
[3.2133333333333333E-2,3.2366666666666662E-2,5.9366666666666672E-2,6.7533333333333334E-2,4.0066666666666667E-2,3.7633333333333331E-2,4.4566666666666664E-2,3.2766666666666666E-2,3.9333333333333331E-2,3.2766666666666666E-2,3.3966666666666666E-2,3.2233333333333336E-2,5.0499999999999996E-2,5.4833333333333338E-2,7.2466666666666665E-2,4.41E-2,4.876666666666666E-2,2.9266666666666667E-2,4.02E-2,4.3414035087719294E-2]
[2.8866666666666665E-2,2.9266666666666667E-2,5.1499999999999997E-2,5.9866666666666672E-2,3.6600000000000001E-2,3.3499999999999995E-2,3.95E-2,2.9066666666666668E-2,3.5666666666666666E-2,2.9600000000000001E-2,3.04E-2,2.8566666666666667E-2,4.473333333333334E-2,4.8466666666666665E-2,6.3899999999999998E-2,3.903333333333333E-2,4.4333333333333336E-2,2.6233333333333334E-2,3.5766666666666662E-2,3.8677192982456143E-2]
["3kW"]
["Abruzzo","Basilicata","Calabria","Campania","Emilia-Romagna","Friuli-Venezia Giulia","Lazio","Liguria","Lombardia","Marche","Molise","Piemonte","Puglia","Sardegna","Sicilia","Toscana","Trentino-Alto Adige","Umbria","Valle-D'Aosta","Veneto"]
[0.14366666666666669,0.14430000000000001,0.17393333333333336,0.20176666666666665,0.16520000000000001,0.16259999999999999,0.17273333333333332,0.12366666666666666,0.16746666666666665,0.16249999999999998,0.13543333333333332,0.14956666666666665,0.17513333333333334,0.19356666666666666,0.20886666666666667,0.1658,0.11623333333333334,0.16686666666666669,7.7499999999999999E-2,0.17906666666666668]
[0.12196666666666667,0.12136666666666666,0.1482,0.16833333333333333,0.14183333333333334,0.13926666666666665,0.14680000000000001,0.10359999999999998,0.14226666666666665,0.13796666666666668,0.11653333333333332,0.12570000000000001,0.15013333333333334,0.16096666666666667,0.1777,0.13813333333333333,0.10110000000000001,0.14096666666666668,7.3200000000000001E-2,0.15369999999999998]
[0.10883333333333334,0.1082,0.13256666666666667,0.14739999999999998,0.12746666666666667,0.12573333333333334,0.13056666666666669,9.1966666666666655E-2,0.12746666666666664,0.12296666666666667,0.1053,0.11170000000000001,0.13470000000000001,0.14170000000000002,0.15690000000000001,0.12176666666666665,9.2733333333333334E-2,0.12556666666666669,6.8333333333333343E-2,0.13843333333333332]
[0.10310000000000001,0.10293333333333332,0.12576666666666667,0.13726666666666668,0.12106666666666666,0.12019999999999999,0.12316666666666669,8.6966666666666678E-2,0.12093333333333334,0.1166,0.10026666666666666,0.10593333333333332,0.12766666666666668,0.13376666666666667,0.1464,0.11446666666666666,8.9599999999999999E-2,0.11913333333333333,6.6533333333333333E-2,0.13136666666666666]
[0.10053333333333332,0.10146666666666666,0.12330000000000001,0.13196666666666668,0.11796666666666666,0.11816666666666666,0.12033333333333333,8.483333333333333E-2,0.1179,0.11356666666666666,9.8233333333333339E-2,0.104,0.12466666666666666,0.13190000000000002,0.14129999999999998,0.11086666666666667,9.0399999999999994E-2,0.11633333333333333,6.4966666666666673E-2,0.12766666666666665]
[0.10356666666666665,0.1065,0.13006666666666666,0.13433333333333333,0.12063333333333333,0.1239,0.12483333333333334,8.77E-2,0.12140000000000001,0.11673333333333334,0.10126666666666667,0.10843333333333334,0.12903333333333333,0.14059999999999997,0.14576666666666668,0.11376666666666667,0.1013,0.1206,7.0733333333333329E-2,0.13009999999999999]
[0.11699999999999999,0.12426666666666668,0.15463333333333334,0.15213333333333331,0.13400000000000001,0.14423333333333332,0.13943333333333333,9.8500000000000018E-2,0.13626666666666665,0.13253333333333334,0.11559999999999999,0.12356666666666666,0.14716666666666667,0.17033333333333334,0.16733333333333333,0.12776666666666667,0.13103333333333333,0.13743333333333332,8.2666666666666666E-2,0.14553333333333332]
[0.14269999999999997,0.15796666666666667,0.19526666666666667,0.19033333333333335,0.15706666666666666,0.17393333333333336,0.16756666666666667,0.11869999999999999,0.16373333333333334,0.161,0.14343333333333333,0.15070000000000003,0.18329999999999999,0.22530000000000003,0.20956666666666668,0.15476666666666666,0.16240000000000002,0.16743333333333332,0.1018,0.17336666666666667]
[0.16253333333333334,0.18363333333333332,0.21923333333333331,0.21859999999999999,0.17663333333333334,0.19576666666666667,0.18933333333333333,0.13873333333333335,0.18773333333333331,0.1825,0.16320000000000001,0.17443333333333336,0.20926666666666663,0.26146666666666668,0.24166666666666667,0.17746666666666666,0.18056666666666668,0.19140000000000001,0.10253333333333332,0.19650000000000001]
[0.17543333333333333,0.1973,0.23003333333333331,0.23616666666666666,0.19200000000000003,0.20986666666666667,0.2046,0.15303333333333333,0.20563333333333333,0.19796666666666665,0.17403333333333335,0.19106666666666663,0.22193333333333332,0.27279999999999999,0.25893333333333329,0.19526666666666667,0.18726666666666666,0.20896666666666666,0.11020000000000001,0.21193333333333333]
[0.17926666666666666,0.20163333333333333,0.23153333333333329,0.24223333333333333,0.19876666666666667,0.21143333333333333,0.20893333333333333,0.15720000000000001,0.21303333333333332,0.20469999999999999,0.17679999999999998,0.19563333333333333,0.22519999999999998,0.26946666666666669,0.26253333333333334,0.20346666666666668,0.19083333333333333,0.21763333333333335,0.10383333333333333,0.21503333333333333]
[0.1832,0.2084,0.23766666666666666,0.2482,0.20833333333333334,0.21653333333333333,0.21373333333333333,0.16300000000000001,0.22906666666666667,0.21426666666666669,0.18226666666666669,0.20406666666666665,0.2346,0.27063333333333334,0.26600000000000001,0.21343333333333334,0.22046666666666667,0.22856666666666667,0.10899999999999999,0.22293333333333334]
[0.19483333333333333,0.22773333333333334,0.25343333333333334,0.26699999999999996,0.22060000000000002,0.22389999999999999,0.22803333333333331,0.17333333333333334,0.24003333333333332,0.22750000000000001,0.19606666666666669,0.21336666666666668,0.26053333333333334,0.2884666666666667,0.2824666666666667,0.22850000000000001,0.21973333333333334,0.24449999999999997,9.7799999999999998E-2,0.23353333333333334]
[0.19426666666666667,0.22529999999999997,0.25583333333333336,0.27793333333333331,0.2205,0.22363333333333332,0.23006666666666667,0.17223333333333335,0.23329999999999998,0.22303333333333333,0.19546666666666668,0.20793333333333333,0.26600000000000001,0.29309999999999997,0.29396666666666665,0.22663333333333333,0.19839999999999999,0.2344333333333333,0.1149,0.23223333333333332]
[0.19210000000000002,0.21303333333333332,0.25443333333333334,0.27373333333333333,0.21713333333333332,0.22153333333333333,0.22763333333333333,0.16706666666666667,0.2276,0.21989999999999998,0.19023333333333334,0.20116666666666663,0.25113333333333338,0.28203333333333336,0.29133333333333333,0.2248,0.18523333333333333,0.23043333333333335,0.11303333333333333,0.22876666666666667]
[0.18766666666666665,0.20933333333333334,0.24529999999999999,0.26823333333333338,0.21106666666666665,0.21586666666666665,0.22209999999999999,0.15906666666666666,0.21743333333333337,0.2135,0.1862,0.19146666666666667,0.24463333333333334,0.26950000000000002,0.28126666666666666,0.21513333333333332,0.18079999999999999,0.22336666666666669,0.1094,0.22136666666666668]
[0.18389999999999998,0.20533333333333334,0.2392,0.2621,0.21080000000000002,0.21893333333333331,0.21916666666666665,0.15590000000000001,0.21563333333333334,0.21076666666666669,0.18299999999999997,0.18889999999999998,0.24216666666666664,0.26683333333333331,0.27473333333333333,0.20830000000000001,0.19046666666666665,0.219,0.11233333333333333,0.22256666666666666]
[0.19093333333333332,0.20916666666666664,0.24446666666666669,0.26699999999999996,0.22356666666666666,0.2356,0.22973333333333334,0.16480000000000003,0.23036666666666669,0.22066666666666668,0.18743333333333334,0.20213333333333336,0.24710000000000001,0.27826666666666666,0.28023333333333333,0.21753333333333336,0.221,0.2301,0.13739999999999999,0.23783333333333334]
[0.21130000000000002,0.21886666666666665,0.25816666666666666,0.28156666666666669,0.25043333333333334,0.26540000000000002,0.25353333333333333,0.18930000000000002,0.26579999999999998,0.24603333333333333,0.19883333333333333,0.23383333333333334,0.25443333333333334,0.29713333333333336,0.29243333333333332,0.24456666666666668,0.25153333333333333,0.25876666666666664,0.18306666666666668,0.26789999999999997]
[0.24850000000000003,0.24236666666666665,0.29226666666666667,0.3116666666666667,0.28393333333333332,0.29483333333333334,0.29543333333333338,0.22416666666666665,0.30283333333333334,0.29033333333333333,0.22473333333333334,0.27123333333333338,0.27389999999999998,0.33083333333333337,0.32263333333333333,0.29413333333333336,0.2601,0.30253333333333332,0.14990000000000001,0.30333333333333329]
[0.25396666666666667,0.25679999999999997,0.31290000000000001,0.33266666666666667,0.28293333333333331,0.29299999999999998,0.3004,0.22466666666666668,0.2979,0.28799999999999998,0.23546666666666663,0.26943333333333336,0.29373333333333335,0.35469999999999996,0.34500000000000003,0.29703333333333332,0.2399,0.29683333333333334,0.14913333333333334,0.30343333333333328]
[0.23619999999999999,0.24216666666666667,0.29113333333333336,0.31956666666666661,0.26433333333333336,0.27379999999999999,0.28046666666666664,0.20926666666666668,0.27899999999999997,0.26706666666666662,0.22123333333333331,0.253,0.27813333333333334,0.3327,0.3274333333333333,0.27796666666666664,0.21023333333333336,0.27676666666666666,0.14936666666666668,0.28820000000000001]
[0.20723333333333335,0.21353333333333335,0.25393333333333329,0.28816666666666668,0.23246666666666668,0.2366,0.24743333333333331,0.18193333333333336,0.24306666666666665,0.23423333333333332,0.19416666666666668,0.22009999999999999,0.245,0.2888,0.29093333333333332,0.24423333333333333,0.17583333333333331,0.24239999999999998,0.13506666666666667,0.25463333333333332]
[0.17306666666666667,0.17689999999999997,0.21056666666666668,0.24466666666666667,0.19670000000000001,0.19563333333333333,0.20676666666666668,0.15073333333333336,0.20230000000000001,0.19530000000000003,0.16216666666666665,0.18213333333333334,0.2084,0.23840000000000003,0.24809999999999999,0.20283333333333334,0.14143333333333333,0.2019,9.2566666666666672E-2,0.21410000000000004]
["4,5kW"]
["Abruzzo","Basilicata","Calabria","Campania","Emilia-Romagna","Friuli-Venezia Giulia","Lazio","Liguria","Lombardia","Marche","Molise","Piemonte","Puglia","Sardegna","Sicilia","Toscana","Trentino-Alto Adige","Umbria","Valle-D'Aosta","Veneto"]
[0.28616666666666668,0.27350000000000002,0.30230000000000001,0.34413333333333335,0.3096666666666667,0.2951333333333333,0.32546666666666668,0.22663333333333333,0.29526666666666662,0.30183333333333334,0.27176666666666666,0.28823333333333334,0.30503333333333332,0.30470000000000003,0.34486666666666665,0.29496666666666665,0.21546666666666667,0.32863333333333333,0.32250000000000001,6.0466666666666669E-2]
[0.24450000000000002,0.23150000000000001,0.25806666666666667,0.28946666666666665,0.26819999999999999,0.25530000000000003,0.27926666666666672,0.19099999999999998,0.25256666666666666,0.25806666666666667,0.2329,0.24533333333333332,0.2641,0.25006666666666666,0.29506666666666664,0.24809999999999999,0.18446666666666667,0.28166666666666668,0.27983333333333332,5.1999999999999998E-2]
[0.21896666666666667,0.20683333333333334,0.23153333333333334,0.2555,0.24313333333333331,0.23273333333333335,0.25066666666666665,0.1704,0.22753333333333334,0.23140000000000002,0.20909999999999998,0.22040000000000001,0.23840000000000003,0.21940000000000001,0.26263333333333333,0.22056666666666666,0.1694,0.25336666666666668,0.25436666666666663,4.6066666666666665E-2]
[0.20766666666666667,0.19696666666666665,0.2198,0.23899999999999999,0.2321,0.22370000000000001,0.23776666666666668,0.16159999999999999,0.21663333333333334,0.22003333333333333,0.19796666666666671,0.21030000000000001,0.22689999999999999,0.20676666666666668,0.24646666666666669,0.20809999999999998,0.16466666666666666,0.24106666666666665,0.24299999999999999,4.3933333333333331E-2]
[0.20203333333333331,0.1931333333333333,0.21410000000000004,0.22966666666666666,0.22643333333333335,0.22046666666666667,0.2319,0.15769999999999998,0.21096666666666666,0.21390000000000001,0.19263333333333335,0.20646666666666666,0.22126666666666664,0.20266666666666666,0.23719999999999999,0.20203333333333331,0.16946666666666665,0.23596666666666666,0.23693333333333333,4.243333333333333E-2]
[0.20693333333333333,0.2001333333333333,0.2205,0.23156666666666667,0.23113333333333333,0.23019999999999999,0.23826666666666665,0.1623,0.2165,0.21856666666666666,0.19523333333333334,0.21489999999999998,0.22599999999999998,0.21380000000000002,0.24029999999999999,0.20699999999999999,0.19423333333333334,0.24463333333333334,0.24126666666666666,4.2633333333333336E-2]
[0.22803333333333331,0.22336666666666669,0.24863333333333335,0.25333333333333335,0.25206666666666666,0.25986666666666669,0.25783333333333336,0.17876666666666666,0.23953333333333335,0.24186666666666667,0.21223333333333336,0.24196666666666666,0.24696666666666667,0.25536666666666669,0.26379999999999998,0.22840000000000002,0.25116666666666665,0.27243333333333336,0.26439999999999997,4.5199999999999997E-2]
[0.26753333333333335,0.27013333333333334,0.29996666666666666,0.30493333333333333,0.28643333333333332,0.29796666666666666,0.29560000000000003,0.21103333333333332,0.28043333333333331,0.2848,0.25169999999999998,0.28466666666666662,0.29023333333333334,0.33489999999999998,0.31266666666666665,0.26943333333333336,0.30486666666666662,0.31653333333333333,0.30273333333333335,5.2566666666666671E-2]
[0.29443333333333332,0.30519999999999997,0.33110000000000001,0.34406666666666669,0.3105,0.31990000000000002,0.32263333333333333,0.24306666666666665,0.31219999999999998,0.31213333333333332,0.27950000000000003,0.3152666666666667,0.32,0.38030000000000003,0.35139999999999999,0.30216666666666664,0.32513333333333333,0.34650000000000003,0.32829999999999998,6.5100000000000005E-2]
[0.31486666666666668,0.32843333333333335,0.35066666666666668,0.37509999999999999,0.33050000000000002,0.33353333333333329,0.3458666666666666,0.26743333333333336,0.33893333333333331,0.33333333333333331,0.29813333333333336,0.33923333333333333,0.33856666666666668,0.39543333333333336,0.37796666666666673,0.32966666666666666,0.33243333333333336,0.37076666666666669,0.34610000000000002,7.5566666666666671E-2]
[0.31943333333333329,0.33633333333333337,0.35333333333333333,0.38553333333333334,0.33646666666666669,0.32966666666666672,0.35173333333333329,0.27230000000000004,0.34800000000000003,0.33879999999999999,0.30139999999999995,0.3435333333333333,0.34193333333333337,0.38756666666666667,0.38433333333333336,0.34036666666666671,0.33213333333333334,0.37986666666666663,0.34536666666666666,7.9700000000000007E-2]
[0.32150000000000006,0.34286666666666665,0.35800000000000004,0.39056666666666667,0.34856666666666669,0.33246666666666669,0.35646666666666665,0.27783333333333338,0.37053333333333333,0.34833333333333333,0.30679999999999996,0.35403333333333337,0.34640000000000004,0.38373333333333332,0.38670000000000004,0.35120000000000001,0.38473333333333332,0.39046666666666668,0.35289999999999999,8.3633333333333337E-2]
[0.34323333333333328,0.37526666666666664,0.3831,0.41403333333333331,0.37503333333333333,0.34990000000000004,0.3802666666666667,0.30109999999999998,0.40233333333333338,0.37823333333333337,0.33380000000000004,0.3781666666666666,0.37656666666666666,0.41189999999999999,0.40856666666666669,0.37973333333333331,0.4049666666666667,0.41893333333333332,0.37493333333333334,8.4699999999999998E-2]
[0.34723333333333334,0.39150000000000001,0.39399999999999996,0.43216666666666664,0.3758333333333333,0.34870000000000001,0.38683333333333331,0.30106666666666665,0.38799999999999996,0.37540000000000001,0.34300000000000003,0.36796666666666661,0.39419999999999994,0.42736666666666667,0.42863333333333326,0.37866666666666665,0.36103333333333332,0.40506666666666663,0.37163333333333332,7.9866666666666669E-2]
[0.34620000000000001,0.36280000000000001,0.39856666666666668,0.4302333333333333,0.37516666666666665,0.34949999999999998,0.38633333333333336,0.29393333333333332,0.38126666666666664,0.37406666666666671,0.33593333333333336,0.36263333333333331,0.37553333333333327,0.41673333333333334,0.42926666666666669,0.37966666666666665,0.33803333333333335,0.40663333333333335,0.37230000000000002,7.7666666666666676E-2]
[0.34383333333333327,0.36073333333333335,0.39319999999999999,0.42996666666666661,0.36626666666666668,0.34493333333333337,0.38363333333333333,0.28046666666666664,0.36263333333333336,0.36683333333333329,0.33543333333333331,0.3463,0.37336666666666662,0.40490000000000004,0.42403333333333332,0.36686666666666667,0.32163333333333327,0.40349999999999997,0.36203333333333337,7.4933333333333338E-2]
[0.33879999999999999,0.35769999999999996,0.38610000000000005,0.42376666666666668,0.36590000000000006,0.35366666666666663,0.38143333333333335,0.27320000000000005,0.35693333333333332,0.36299999999999999,0.33043333333333336,0.34096666666666664,0.37559999999999999,0.40343333333333337,0.42046666666666671,0.35486666666666666,0.34139999999999998,0.39726666666666666,0.36480000000000001,7.5266666666666662E-2]
[0.35323333333333334,0.36633333333333334,0.39563333333333334,0.43406666666666666,0.39063333333333333,0.38673333333333337,0.40389999999999998,0.28766666666666668,0.38246666666666668,0.38193333333333329,0.33936666666666665,0.36633333333333334,0.39046666666666668,0.42676666666666668,0.43506666666666671,0.36993333333333328,0.40376666666666666,0.4194,0.39450000000000002,7.9866666666666669E-2]
[0.39329999999999998,0.3847666666666667,0.41759999999999997,0.45926666666666666,0.44380000000000003,0.44833333333333331,0.44920000000000004,0.33106666666666668,0.44913333333333333,0.42880000000000001,0.36249999999999999,0.42693333333333333,0.41170000000000001,0.46539999999999998,0.45966666666666667,0.41503333333333337,0.47459999999999997,0.4718,0.45476666666666671,8.8899999999999993E-2]
[0.46893333333333337,0.42743333333333333,0.47493333333333337,0.50803333333333334,0.51490000000000002,0.51390000000000002,0.52746666666666675,0.39979999999999999,0.53193333333333326,0.51286666666666669,0.41419999999999996,0.50743333333333329,0.45096666666666668,0.53013333333333346,0.5093333333333333,0.50170000000000003,0.48906666666666671,0.55920000000000003,0.52926666666666666,9.9400000000000002E-2]
[0.48616666666666664,0.46259999999999996,0.51946666666666674,0.54623333333333335,0.51476666666666671,0.51046666666666662,0.54260000000000008,0.40013333333333329,0.52010000000000001,0.51490000000000002,0.44569999999999999,0.50343333333333329,0.48656666666666665,0.57520000000000004,0.55036666666666667,0.50770000000000004,0.43703333333333333,0.5531666666666667,0.52766666666666662,9.9699999999999997E-2]
[0.45599999999999996,0.43860000000000005,0.48763333333333336,0.52976666666666672,0.48523333333333335,0.48049999999999998,0.51026666666666676,0.37329999999999997,0.48876666666666663,0.48150000000000004,0.42516666666666669,0.47803333333333337,0.46176666666666666,0.5393,0.52506666666666668,0.47856666666666664,0.37919999999999998,0.52229999999999999,0.50483333333333336,9.5033333333333345E-2]
[0.40503333333333336,0.39116666666666666,0.4326666666666667,0.48166666666666663,0.42840000000000006,0.41843333333333338,0.45573333333333332,0.32726666666666665,0.42480000000000001,0.42703333333333332,0.3805,0.41693333333333332,0.41159999999999997,0.46833333333333332,0.47239999999999999,0.42586666666666667,0.3193333333333333,0.46439999999999998,0.44849999999999995,8.4000000000000005E-2]
[0.3415333333333333,0.33013333333333333,0.3634666666666666,0.41270000000000001,0.3644,0.34953333333333331,0.3852666666666667,0.27350000000000002,0.35383333333333339,0.35953333333333332,0.32273333333333332,0.34623333333333334,0.35653333333333337,0.38210000000000005,0.40706666666666669,0.35729999999999995,0.25913333333333333,0.39179999999999998,0.38033333333333336,7.0266666666666658E-2]
["6kW"]
["Abruzzo","Basilicata","Calabria","Campania","Emilia-Romagna","Friuli-Venezia Giulia","Lazio","Liguria","Lombardia","Marche","Molise","Piemonte","Puglia","Sardegna","Sicilia","Toscana","Trentino-Alto Adige","Umbria","Valle-D'Aosta","Veneto"]
[0.34156666666666663,0.34043333333333331,0.3711666666666667,0.41903333333333331,0.41003333333333331,0.35593333333333338,0.4041333333333334,0.29079999999999995,0.39983333333333332,0.39300000000000002,0.35326666666666667,0.371,0.3802666666666667,0.37490000000000001,0.4237333333333333,0.3721666666666667,0.30383333333333334,0.41226666666666661,0.4098,6.0466666666666669E-2]
[0.2995666666666667,0.29776666666666668,0.32333333333333331,0.36003333333333326,0.36563333333333331,0.31723333333333331,0.35566666666666663,0.25330000000000003,0.35436666666666672,0.34726666666666667,0.31323333333333331,0.32746666666666663,0.33810000000000001,0.31469999999999998,0.3687333333333333,0.32236666666666669,0.27293333333333331,0.36396666666666661,0.36683333333333334,5.1999999999999998E-2]
[0.27340000000000003,0.27286666666666665,0.29366666666666669,0.3227666666666667,0.33829999999999999,0.2954,0.32539999999999997,0.23086666666666666,0.32729999999999998,0.31850000000000001,0.28636666666666666,0.30213333333333336,0.31209999999999999,0.28076666666666666,0.33306666666666668,0.29323333333333335,0.25803333333333334,0.33539999999999998,0.34159999999999996,4.6066666666666665E-2]
[0.26253333333333334,0.26303333333333334,0.28126666666666666,0.30459999999999998,0.32683333333333336,0.28780000000000006,0.31183333333333335,0.22160000000000002,0.31596666666666667,0.30630000000000002,0.27466666666666667,0.29200000000000004,0.3004,0.2669333333333333,0.31570000000000004,0.28013333333333335,0.25240000000000001,0.32446666666666668,0.33186666666666664,4.3933333333333331E-2]
[0.25793333333333335,0.25979999999999998,0.27549999999999997,0.29453333333333331,0.32206666666666667,0.28639999999999999,0.30653333333333332,0.2177,0.31013333333333337,0.29983333333333334,0.2681,0.28923333333333329,0.2951333333333333,0.26276666666666665,0.30636666666666662,0.27410000000000001,0.25863333333333333,0.3193333333333333,0.32796666666666668,4.243333333333333E-2]
[0.2653666666666667,0.26950000000000002,0.28313333333333335,0.29726666666666662,0.33003333333333335,0.30106666666666665,0.31463333333333332,0.22323333333333331,0.31873333333333331,0.30559999999999998,0.27263333333333334,0.30243333333333333,0.30219999999999997,0.27686666666666665,0.31023333333333331,0.2819666666666667,0.28773333333333334,0.33079999999999998,0.33709999999999996,4.2633333333333336E-2]
[0.28889999999999999,0.29970000000000002,0.31190000000000001,0.31953333333333334,0.35473333333333334,0.33756666666666663,0.33626666666666666,0.2419,0.34613333333333335,0.33006666666666667,0.29346666666666665,0.33616666666666667,0.32423333333333332,0.32473333333333332,0.33499999999999996,0.30673333333333336,0.35800000000000004,0.36236666666666667,0.36556666666666665,4.5199999999999997E-2]
[0.32559999999999995,0.34516666666666662,0.35660000000000003,0.37070000000000003,0.38453333333333334,0.37056666666666666,0.37193333333333339,0.27596666666666664,0.38716666666666666,0.36856666666666665,0.33383333333333337,0.37833333333333335,0.36299999999999999,0.4075333333333333,0.38253333333333334,0.34853333333333336,0.44019999999999998,0.40746666666666664,0.39966666666666667,5.2566666666666671E-2]
[0.34339999999999998,0.36650000000000005,0.38123333333333331,0.41019999999999995,0.39726666666666666,0.377,0.39206666666666662,0.30919999999999997,0.41216666666666663,0.39130000000000004,0.35836666666666667,0.40126666666666666,0.38700000000000001,0.44919999999999999,0.42209999999999998,0.37926666666666664,0.47646666666666665,0.43303333333333333,0.41006666666666663,6.5100000000000005E-2]
[0.35473333333333334,0.38113333333333332,0.39706666666666662,0.44239999999999996,0.40536666666666665,0.37596666666666673,0.41143333333333332,0.33296666666666663,0.42703333333333332,0.40433333333333338,0.37423333333333336,0.41206666666666664,0.40046666666666669,0.46023333333333333,0.45013333333333333,0.40313333333333334,0.47236666666666666,0.44769999999999999,0.40966666666666668,7.5566666666666671E-2]
[0.35239999999999999,0.38566666666666666,0.39863333333333334,0.45273333333333338,0.40116666666666667,0.3600666666666667,0.41333333333333333,0.33446666666666669,0.42436666666666661,0.40263333333333334,0.37476666666666669,0.4049666666666667,0.39850000000000002,0.44779999999999998,0.45419999999999999,0.40890000000000004,0.45606666666666668,0.44626666666666664,0.39263333333333333,7.9700000000000007E-2]
[0.34993333333333326,0.38690000000000002,0.40186666666666665,0.45530000000000004,0.40599999999999997,0.35420000000000007,0.41483333333333333,0.33466666666666667,0.43620000000000009,0.40589999999999998,0.3755,0.40656666666666669,0.39706666666666668,0.43876666666666669,0.45246666666666663,0.41436666666666672,0.50216666666666665,0.44776666666666665,0.38863333333333339,8.3633333333333337E-2]
[0.36870000000000003,0.41,0.42209999999999998,0.47446666666666665,0.43093333333333339,0.36830000000000002,0.43493333333333339,0.35416666666666669,0.4633666666666667,0.43363333333333332,0.39666666666666667,0.42520000000000002,0.41836666666666661,0.46363333333333329,0.46829999999999999,0.43819999999999998,0.5077666666666667,0.46776666666666666,0.40599999999999997,8.4699999999999998E-2]
[0.37079999999999996,0.41409999999999997,0.42963333333333331,0.48946666666666666,0.43006666666666665,0.36509999999999998,0.43929999999999997,0.35293333333333332,0.44540000000000002,0.42766666666666664,0.39763333333333328,0.41093333333333332,0.43,0.47963333333333336,0.48326666666666673,0.43433333333333329,0.45080000000000003,0.44996666666666663,0.39723333333333333,7.9866666666666669E-2]
[0.37043333333333334,0.3911,0.43609999999999999,0.48566666666666664,0.4294,0.36636666666666667,0.43709999999999999,0.34476666666666667,0.43986666666666663,0.42480000000000001,0.3879333333333333,0.40516666666666667,0.41423333333333329,0.46983333333333333,0.48296666666666671,0.43416666666666665,0.43323333333333336,0.45100000000000001,0.39803333333333329,7.7666666666666676E-2]
[0.37506666666666666,0.40103333333333335,0.44006666666666666,0.48986666666666667,0.42686666666666667,0.36990000000000006,0.439,0.33453333333333335,0.42883333333333334,0.42583333333333334,0.39666666666666667,0.39606666666666662,0.41896666666666665,0.46456666666666663,0.48456666666666665,0.42673333333333335,0.43663333333333326,0.45700000000000002,0.3982666666666666,7.4933333333333338E-2]
[0.37986666666666663,0.41146666666666665,0.44463333333333327,0.49239999999999995,0.43763333333333332,0.39133333333333331,0.44546666666666668,0.33179999999999998,0.43529999999999996,0.4337333333333333,0.40486666666666665,0.40300000000000002,0.43443333333333328,0.47193333333333332,0.49153333333333332,0.4225666666666667,0.48593333333333333,0.46490000000000004,0.41723333333333334,7.5266666666666662E-2]
[0.40533333333333338,0.43276666666666669,0.46563333333333334,0.51379999999999992,0.47566666666666668,0.43693333333333334,0.47913333333333336,0.35309999999999997,0.47556666666666669,0.46543333333333337,0.42626666666666663,0.44080000000000003,0.46433333333333332,0.50723333333333331,0.5184333333333333,0.44723333333333337,0.57910000000000006,0.49899999999999994,0.46399999999999997,7.9866666666666669E-2]
[0.45303333333333334,0.46426666666666666,0.49809999999999999,0.54900000000000004,0.54156666666666675,0.50870000000000004,0.53413333333333335,0.40060000000000001,0.55563333333333331,0.5228666666666667,0.46173333333333333,0.51086666666666669,0.50013333333333332,0.55973333333333342,0.55346666666666666,0.50030000000000008,0.63673333333333337,0.56196666666666673,0.54186666666666661,8.8899999999999993E-2]
[0.53020000000000012,0.51546666666666663,0.56159999999999999,0.60476666666666679,0.62683333333333335,0.58306666666666662,0.61953333333333338,0.4700333333333333,0.65080000000000005,0.61336666666666673,0.52203333333333335,0.59696666666666676,0.5470666666666667,0.63686666666666658,0.60976666666666668,0.59033333333333338,0.63030000000000008,0.65343333333333342,0.63173333333333337,9.9400000000000002E-2]
[0.54643333333333333,0.5484,0.60629999999999995,0.64526666666666666,0.63103333333333333,0.57733333333333325,0.63806666666666667,0.47149999999999997,0.63859999999999995,0.61953333333333327,0.55143333333333333,0.5927,0.58173333333333332,0.68653333333333333,0.65339999999999998,0.59756666666666669,0.57263333333333333,0.64713333333333334,0.62806666666666666,9.9699999999999997E-2]
[0.51450000000000007,0.51866666666666672,0.57040000000000002,0.62550000000000006,0.59753333333333325,0.54159999999999997,0.60043333333333337,0.44256666666666672,0.60433333333333339,0.57853333333333323,0.5255333333333333,0.56289999999999996,0.54956666666666665,0.64406666666666668,0.62316666666666676,0.56546666666666667,0.50163333333333338,0.6119,0.59753333333333336,9.5033333333333345E-2]
[0.46156666666666668,0.46823333333333333,0.50979999999999992,0.57079999999999997,0.5361999999999999,0.47583333333333333,0.54056666666666675,0.39500000000000002,0.53606666666666669,0.52113333333333323,0.47286666666666671,0.50046666666666673,0.49333333333333335,0.56016666666666659,0.56386666666666674,0.50970000000000004,0.42670000000000002,0.5509666666666666,0.53616666666666668,8.4000000000000005E-2]
[0.39680000000000004,0.40230000000000005,0.43579999999999997,0.4937333333333333,0.46813333333333335,0.40723333333333334,0.46573333333333333,0.33840000000000003,0.46106666666666668,0.45163333333333333,0.40840000000000004,0.42946666666666666,0.434,0.4612,0.49209999999999998,0.43776666666666664,0.35653333333333331,0.47686666666666672,0.46676666666666672,7.0266666666666658E-2]

{"sheet":"1,5kW","index":5,"n_rows":25,"n_cols":21,"rows_kept":25,"cut":false,"hidden":true,"merged":[]}
["Ora","Abruzzo","Basilicata","Calabria","Campania","Emilia-Romagna","Friuli-Venezia Giulia","Lazio","Liguria","Lombardia","Marche","Molise","Piemonte","Puglia","Sardegna","Sicilia","Toscana","Trentino-Alto Adige","Umbria","Valle-D'Aosta","Veneto"]
["00:00:00",2.5866666666666666E-2,2.6599999999999999E-2,4.5666666666666661E-2,5.3233333333333334E-2,3.3599999999999998E-2,3.0533333333333332E-2,3.56E-2,2.5899999999999996E-2,3.266666666666667E-2,2.7E-2,2.7899999999999998E-2,2.5433333333333336E-2,3.9699999999999999E-2,4.3166666666666666E-2,5.7200000000000001E-2,3.4599999999999999E-2,4.2899999999999994E-2,2.3633333333333329E-2,3.2066666666666667E-2,3.4908771929824556E-2]
["01:00:00",2.3233333333333338E-2,2.4666666666666667E-2,4.1333333333333333E-2,4.7933333333333335E-2,3.1033333333333329E-2,2.7399999999999997E-2,3.2300000000000002E-2,2.3099999999999999E-2,3.0299999999999997E-2,2.4966666666666665E-2,2.58E-2,2.2866666666666664E-2,3.5966666666666668E-2,3.8899999999999997E-2,5.1433333333333331E-2,3.1E-2,4.0766666666666666E-2,2.1366666666666662E-2,2.8300000000000002E-2,3.1719298245614029E-2]
["02:00:00",2.1500000000000002E-2,2.3466666666666663E-2,3.85E-2,4.4399999999999995E-2,2.9266666666666667E-2,2.4999999999999998E-2,3.0300000000000004E-2,2.1433333333333332E-2,2.8766666666666666E-2,2.3733333333333332E-2,2.4499999999999997E-2,2.1433333333333332E-2,3.3599999999999998E-2,3.6166666666666673E-2,4.7133333333333333E-2,2.8833333333333336E-2,3.9899999999999998E-2,2.0233333333333336E-2,2.5933333333333336E-2,2.9689473684210529E-2]
["03:00:00",2.0933333333333332E-2,2.3033333333333333E-2,3.7366666666666666E-2,4.2766666666666668E-2,2.863333333333333E-2,2.3499999999999997E-2,2.9499999999999998E-2,2.0633333333333333E-2,2.8300000000000002E-2,2.3266666666666668E-2,2.3800000000000002E-2,2.0866666666666669E-2,3.2500000000000001E-2,3.5033333333333333E-2,4.5199999999999997E-2,2.7800000000000002E-2,3.9E-2,1.9699999999999999E-2,2.4866666666666665E-2,2.8773684210526319E-2]
["04:00:00",2.0766666666666666E-2,2.3099999999999999E-2,3.7566666666666665E-2,4.2533333333333333E-2,2.8200000000000003E-2,2.2666666666666665E-2,2.9733333333333334E-2,2.0233333333333336E-2,2.8133333333333333E-2,2.2866666666666664E-2,2.3633333333333336E-2,2.0733333333333336E-2,3.2500000000000001E-2,3.5200000000000002E-2,4.476666666666667E-2,2.7333333333333334E-2,4.0833333333333333E-2,1.9633333333333332E-2,2.4300000000000002E-2,2.8670175438596488E-2]
["05:00:00",2.1533333333333335E-2,2.4033333333333334E-2,4.0233333333333336E-2,4.3966666666666661E-2,2.8166666666666663E-2,2.2800000000000001E-2,3.1033333333333333E-2,2.0666666666666667E-2,2.8433333333333335E-2,2.2999999999999996E-2,2.4266666666666669E-2,2.1599999999999998E-2,3.3933333333333336E-2,3.6899999999999995E-2,4.7533333333333337E-2,2.7766666666666665E-2,4.1766666666666667E-2,2.0066666666666667E-2,2.4133333333333336E-2,2.957017543859649E-2]
["06:00:00",2.3299999999999998E-2,2.6233333333333331E-2,4.6966666666666664E-2,4.816666666666667E-2,2.8500000000000001E-2,2.46E-2,3.3800000000000004E-2,2.23E-2,2.8666666666666663E-2,2.3999999999999997E-2,2.6166666666666668E-2,2.3633333333333336E-2,3.7699999999999997E-2,4.19E-2,5.3499999999999999E-2,3.0066666666666669E-2,4.6399999999999997E-2,2.173333333333333E-2,2.513333333333333E-2,3.2250877192982461E-2]
["07:00:00",2.6700000000000002E-2,2.9899999999999999E-2,5.5666666666666663E-2,5.4799999999999995E-2,2.9433333333333329E-2,2.803333333333333E-2,3.8033333333333336E-2,2.4933333333333335E-2,2.9633333333333334E-2,2.6100000000000002E-2,2.9833333333333333E-2,2.5899999999999996E-2,4.4333333333333336E-2,5.0666666666666672E-2,6.3333333333333339E-2,3.3700000000000001E-2,4.9433333333333329E-2,2.4166666666666666E-2,2.8133333333333333E-2,3.6459649122807018E-2]
["08:00:00",2.9399999999999999E-2,3.3366666666666663E-2,6.0433333333333332E-2,5.9233333333333332E-2,3.0799999999999998E-2,3.1633333333333333E-2,4.1100000000000005E-2,2.81E-2,3.1233333333333335E-2,2.8700000000000003E-2,3.2799999999999996E-2,2.8333333333333332E-2,4.8533333333333338E-2,5.616666666666667E-2,7.0233333333333328E-2,3.7066666666666671E-2,4.6699999999999998E-2,2.6200000000000001E-2,3.2333333333333332E-2,3.9598245614035091E-2]
["09:00:00",3.1E-2,3.4499999999999996E-2,6.13E-2,6.0999999999999999E-2,3.2400000000000005E-2,3.4599999999999999E-2,4.2899999999999994E-2,3.0033333333333332E-2,3.2899999999999999E-2,3.0300000000000004E-2,3.4033333333333332E-2,2.9700000000000001E-2,4.9700000000000001E-2,5.6600000000000004E-2,7.3033333333333339E-2,3.95E-2,4.9066666666666668E-2,2.8200000000000003E-2,3.5166666666666672E-2,4.1364912280701764E-2]
["10:00:00",3.1133333333333332E-2,3.4366666666666663E-2,6.0100000000000008E-2,6.1233333333333334E-2,3.3066666666666668E-2,3.3833333333333333E-2,4.3000000000000003E-2,2.986666666666667E-2,3.3466666666666665E-2,3.0766666666666664E-2,3.39E-2,2.9799999999999997E-2,4.9566666666666669E-2,5.5266666666666665E-2,7.2866666666666663E-2,4.0399999999999998E-2,5.1699999999999996E-2,2.9333333333333333E-2,3.4566666666666669E-2,4.1485964912280696E-2]
["11:00:00",3.093333333333333E-2,3.4133333333333328E-2,5.9566666666666664E-2,6.1199999999999997E-2,3.3266666666666667E-2,3.2599999999999997E-2,4.3199999999999995E-2,2.9766666666666667E-2,3.4200000000000001E-2,3.09E-2,3.3733333333333337E-2,2.9899999999999999E-2,5.0300000000000004E-2,5.4666666666666669E-2,7.273333333333333E-2,4.0699999999999993E-2,4.923333333333333E-2,2.9700000000000001E-2,3.3333333333333333E-2,4.1266666666666653E-2]
["12:00:00",3.1366666666666668E-2,3.4466666666666666E-2,6.0966666666666669E-2,6.2566666666666659E-2,3.4000000000000002E-2,3.373333333333333E-2,4.41E-2,3.0600000000000002E-2,3.4366666666666663E-2,3.106666666666667E-2,3.4966666666666667E-2,3.0433333333333337E-2,5.2400000000000002E-2,5.5433333333333334E-2,7.4399999999999994E-2,4.1633333333333335E-2,5.1166666666666666E-2,2.9399999999999999E-2,3.4799999999999998E-2,4.2203508771929826E-2]
["13:00:00",3.15E-2,3.3533333333333332E-2,6.2133333333333339E-2,6.3366666666666668E-2,3.4233333333333331E-2,3.613333333333333E-2,4.3899999999999995E-2,3.096666666666667E-2,3.3833333333333333E-2,3.0333333333333334E-2,3.5333333333333328E-2,2.9899999999999999E-2,5.2933333333333332E-2,5.5500000000000001E-2,7.5499999999999998E-2,4.1033333333333338E-2,4.7833333333333339E-2,2.7700000000000002E-2,3.6666666666666667E-2,4.2228070175438594E-2]
["14:00:00",3.093333333333333E-2,3.3066666666666668E-2,6.1166666666666668E-2,6.2199999999999998E-2,3.3433333333333336E-2,3.5733333333333332E-2,4.2666666666666665E-2,3.0033333333333332E-2,3.3099999999999997E-2,2.9799999999999997E-2,3.4166666666666672E-2,2.8999999999999998E-2,5.1499999999999997E-2,5.4300000000000008E-2,7.4266666666666661E-2,3.9833333333333332E-2,5.106666666666667E-2,2.6666666666666668E-2,3.6066666666666664E-2,4.1526315789473689E-2]
["15:00:00",3.0233333333333334E-2,3.266666666666667E-2,5.9700000000000003E-2,6.083333333333333E-2,3.323333333333333E-2,3.4599999999999999E-2,4.1866666666666663E-2,2.9366666666666666E-2,3.2799999999999996E-2,3.0033333333333332E-2,3.3299999999999996E-2,2.8500000000000001E-2,5.046666666666666E-2,5.3433333333333333E-2,7.2466666666666665E-2,3.9366666666666661E-2,5.0200000000000002E-2,2.6466666666666666E-2,3.4766666666666668E-2,4.0752631578947367E-2]
["16:00:00",3.0633333333333335E-2,3.3666666666666664E-2,6.08E-2,6.1699999999999998E-2,3.4099999999999998E-2,3.4500000000000003E-2,4.2766666666666668E-2,2.9700000000000001E-2,3.3500000000000002E-2,3.1300000000000001E-2,3.4099999999999998E-2,2.8899999999999999E-2,5.1766666666666662E-2,5.4299999999999994E-2,7.3099999999999998E-2,4.0166666666666663E-2,5.553333333333333E-2,2.753333333333333E-2,3.5099999999999999E-2,4.1745614035087718E-2]
["17:00:00",3.2466666666666665E-2,3.5366666666666664E-2,6.3966666666666658E-2,6.6333333333333341E-2,3.6733333333333333E-2,3.5799999999999998E-2,4.5666666666666668E-2,3.1633333333333333E-2,3.6433333333333338E-2,3.373333333333333E-2,3.5700000000000003E-2,3.1233333333333335E-2,5.4199999999999998E-2,5.6766666666666667E-2,7.6133333333333331E-2,4.2800000000000005E-2,5.9033333333333327E-2,3.0266666666666664E-2,3.7266666666666663E-2,4.429122807017543E-2]
["18:00:00",3.4166666666666672E-2,3.6666666666666674E-2,6.6333333333333341E-2,7.0599999999999996E-2,3.9833333333333332E-2,3.8266666666666671E-2,4.8899999999999999E-2,3.4333333333333334E-2,3.9733333333333336E-2,3.5899999999999994E-2,3.6833333333333336E-2,3.4066666666666669E-2,5.623333333333333E-2,5.9133333333333336E-2,7.8166666666666662E-2,4.6233333333333328E-2,5.8666666666666666E-2,3.2933333333333335E-2,4.0966666666666672E-2,4.6735087719298254E-2]
["19:00:00",3.6566666666666664E-2,3.7733333333333334E-2,6.9533333333333336E-2,7.4700000000000003E-2,4.356666666666667E-2,4.36E-2,5.2033333333333327E-2,3.7733333333333334E-2,4.2166666666666665E-2,3.7833333333333337E-2,3.8600000000000002E-2,3.6533333333333334E-2,5.8233333333333331E-2,6.1566666666666665E-2,8.1233333333333338E-2,5.0233333333333331E-2,5.5399999999999998E-2,3.4133333333333328E-2,4.6600000000000003E-2,4.9368421052631582E-2]
["20:00:00",3.78E-2,3.7733333333333334E-2,7.2333333333333333E-2,7.7333333333333323E-2,4.5000000000000005E-2,4.5233333333333327E-2,5.2533333333333342E-2,3.8300000000000001E-2,4.2699999999999995E-2,3.7766666666666664E-2,3.9933333333333328E-2,3.6699999999999997E-2,5.9333333333333328E-2,6.2933333333333327E-2,8.3466666666666675E-2,5.0966666666666667E-2,5.2233333333333333E-2,3.3466666666666665E-2,4.7833333333333332E-2,5.0189473684210527E-2]
["21:00:00",3.5799999999999998E-2,3.56E-2,6.7533333333333334E-2,7.4366666666666664E-2,4.3299999999999998E-2,4.1966666666666673E-2,4.9466666666666666E-2,3.6066666666666664E-2,4.2233333333333338E-2,3.5966666666666668E-2,3.7999999999999999E-2,3.5266666666666668E-2,5.6000000000000001E-2,6.0366666666666659E-2,7.9899999999999999E-2,4.8366666666666669E-2,5.093333333333333E-2,3.2000000000000001E-2,4.476666666666667E-2,4.7784210526315783E-2]
["22:00:00",3.2133333333333333E-2,3.2366666666666662E-2,5.9366666666666672E-2,6.7533333333333334E-2,4.0066666666666667E-2,3.7633333333333331E-2,4.4566666666666664E-2,3.2766666666666666E-2,3.9333333333333331E-2,3.2766666666666666E-2,3.3966666666666666E-2,3.2233333333333336E-2,5.0499999999999996E-2,5.4833333333333338E-2,7.2466666666666665E-2,4.41E-2,4.876666666666666E-2,2.9266666666666667E-2,4.02E-2,4.3414035087719294E-2]
["23:00:00",2.8866666666666665E-2,2.9266666666666667E-2,5.1499999999999997E-2,5.9866666666666672E-2,3.6600000000000001E-2,3.3499999999999995E-2,3.95E-2,2.9066666666666668E-2,3.5666666666666666E-2,2.9600000000000001E-2,3.04E-2,2.8566666666666667E-2,4.473333333333334E-2,4.8466666666666665E-2,6.3899999999999998E-2,3.903333333333333E-2,4.4333333333333336E-2,2.6233333333333334E-2,3.5766666666666662E-2,3.8677192982456143E-2]

{"sheet":"3kW","index":6,"n_rows":25,"n_cols":21,"rows_kept":25,"cut":false,"hidden":true,"merged":[]}
["Ora","Abruzzo","Basilicata","Calabria","Campania","Emilia-Romagna","Friuli-Venezia Giulia","Lazio","Liguria","Lombardia","Marche","Molise","Piemonte","Puglia","Sardegna","Sicilia","Toscana","Trentino-Alto Adige","Umbria","Valle-D'Aosta","Veneto"]
["00:00:00",0.14366666666666669,0.14430000000000001,0.17393333333333336,0.20176666666666665,0.16520000000000001,0.16259999999999999,0.17273333333333332,0.12366666666666666,0.16746666666666665,0.16249999999999998,0.13543333333333332,0.14956666666666665,0.17513333333333334,0.19356666666666666,0.20886666666666667,0.1658,0.11623333333333334,0.16686666666666669,7.7499999999999999E-2,0.17906666666666668]
["01:00:00",0.12196666666666667,0.12136666666666666,0.1482,0.16833333333333333,0.14183333333333334,0.13926666666666665,0.14680000000000001,0.10359999999999998,0.14226666666666665,0.13796666666666668,0.11653333333333332,0.12570000000000001,0.15013333333333334,0.16096666666666667,0.1777,0.13813333333333333,0.10110000000000001,0.14096666666666668,7.3200000000000001E-2,0.15369999999999998]
["02:00:00",0.10883333333333334,0.1082,0.13256666666666667,0.14739999999999998,0.12746666666666667,0.12573333333333334,0.13056666666666669,9.1966666666666655E-2,0.12746666666666664,0.12296666666666667,0.1053,0.11170000000000001,0.13470000000000001,0.14170000000000002,0.15690000000000001,0.12176666666666665,9.2733333333333334E-2,0.12556666666666669,6.8333333333333343E-2,0.13843333333333332]
["03:00:00",0.10310000000000001,0.10293333333333332,0.12576666666666667,0.13726666666666668,0.12106666666666666,0.12019999999999999,0.12316666666666669,8.6966666666666678E-2,0.12093333333333334,0.1166,0.10026666666666666,0.10593333333333332,0.12766666666666668,0.13376666666666667,0.1464,0.11446666666666666,8.9599999999999999E-2,0.11913333333333333,6.6533333333333333E-2,0.13136666666666666]
["04:00:00",0.10053333333333332,0.10146666666666666,0.12330000000000001,0.13196666666666668,0.11796666666666666,0.11816666666666666,0.12033333333333333,8.483333333333333E-2,0.1179,0.11356666666666666,9.8233333333333339E-2,0.104,0.12466666666666666,0.13190000000000002,0.14129999999999998,0.11086666666666667,9.0399999999999994E-2,0.11633333333333333,6.4966666666666673E-2,0.12766666666666665]
["05:00:00",0.10356666666666665,0.1065,0.13006666666666666,0.13433333333333333,0.12063333333333333,0.1239,0.12483333333333334,8.77E-2,0.12140000000000001,0.11673333333333334,0.10126666666666667,0.10843333333333334,0.12903333333333333,0.14059999999999997,0.14576666666666668,0.11376666666666667,0.1013,0.1206,7.0733333333333329E-2,0.13009999999999999]
["06:00:00",0.11699999999999999,0.12426666666666668,0.15463333333333334,0.15213333333333331,0.13400000000000001,0.14423333333333332,0.13943333333333333,9.8500000000000018E-2,0.13626666666666665,0.13253333333333334,0.11559999999999999,0.12356666666666666,0.14716666666666667,0.17033333333333334,0.16733333333333333,0.12776666666666667,0.13103333333333333,0.13743333333333332,8.2666666666666666E-2,0.14553333333333332]
["07:00:00",0.14269999999999997,0.15796666666666667,0.19526666666666667,0.19033333333333335,0.15706666666666666,0.17393333333333336,0.16756666666666667,0.11869999999999999,0.16373333333333334,0.161,0.14343333333333333,0.15070000000000003,0.18329999999999999,0.22530000000000003,0.20956666666666668,0.15476666666666666,0.16240000000000002,0.16743333333333332,0.1018,0.17336666666666667]
["08:00:00",0.16253333333333334,0.18363333333333332,0.21923333333333331,0.21859999999999999,0.17663333333333334,0.19576666666666667,0.18933333333333333,0.13873333333333335,0.18773333333333331,0.1825,0.16320000000000001,0.17443333333333336,0.20926666666666663,0.26146666666666668,0.24166666666666667,0.17746666666666666,0.18056666666666668,0.19140000000000001,0.10253333333333332,0.19650000000000001]
["09:00:00",0.17543333333333333,0.1973,0.23003333333333331,0.23616666666666666,0.19200000000000003,0.20986666666666667,0.2046,0.15303333333333333,0.20563333333333333,0.19796666666666665,0.17403333333333335,0.19106666666666663,0.22193333333333332,0.27279999999999999,0.25893333333333329,0.19526666666666667,0.18726666666666666,0.20896666666666666,0.11020000000000001,0.21193333333333333]
["10:00:00",0.17926666666666666,0.20163333333333333,0.23153333333333329,0.24223333333333333,0.19876666666666667,0.21143333333333333,0.20893333333333333,0.15720000000000001,0.21303333333333332,0.20469999999999999,0.17679999999999998,0.19563333333333333,0.22519999999999998,0.26946666666666669,0.26253333333333334,0.20346666666666668,0.19083333333333333,0.21763333333333335,0.10383333333333333,0.21503333333333333]
["11:00:00",0.1832,0.2084,0.23766666666666666,0.2482,0.20833333333333334,0.21653333333333333,0.21373333333333333,0.16300000000000001,0.22906666666666667,0.21426666666666669,0.18226666666666669,0.20406666666666665,0.2346,0.27063333333333334,0.26600000000000001,0.21343333333333334,0.22046666666666667,0.22856666666666667,0.10899999999999999,0.22293333333333334]
["12:00:00",0.19483333333333333,0.22773333333333334,0.25343333333333334,0.26699999999999996,0.22060000000000002,0.22389999999999999,0.22803333333333331,0.17333333333333334,0.24003333333333332,0.22750000000000001,0.19606666666666669,0.21336666666666668,0.26053333333333334,0.2884666666666667,0.2824666666666667,0.22850000000000001,0.21973333333333334,0.24449999999999997,9.7799999999999998E-2,0.23353333333333334]
["13:00:00",0.19426666666666667,0.22529999999999997,0.25583333333333336,0.27793333333333331,0.2205,0.22363333333333332,0.23006666666666667,0.17223333333333335,0.23329999999999998,0.22303333333333333,0.19546666666666668,0.20793333333333333,0.26600000000000001,0.29309999999999997,0.29396666666666665,0.22663333333333333,0.19839999999999999,0.2344333333333333,0.1149,0.23223333333333332]
["14:00:00",0.19210000000000002,0.21303333333333332,0.25443333333333334,0.27373333333333333,0.21713333333333332,0.22153333333333333,0.22763333333333333,0.16706666666666667,0.2276,0.21989999999999998,0.19023333333333334,0.20116666666666663,0.25113333333333338,0.28203333333333336,0.29133333333333333,0.2248,0.18523333333333333,0.23043333333333335,0.11303333333333333,0.22876666666666667]
["15:00:00",0.18766666666666665,0.20933333333333334,0.24529999999999999,0.26823333333333338,0.21106666666666665,0.21586666666666665,0.22209999999999999,0.15906666666666666,0.21743333333333337,0.2135,0.1862,0.19146666666666667,0.24463333333333334,0.26950000000000002,0.28126666666666666,0.21513333333333332,0.18079999999999999,0.22336666666666669,0.1094,0.22136666666666668]
["16:00:00",0.18389999999999998,0.20533333333333334,0.2392,0.2621,0.21080000000000002,0.21893333333333331,0.21916666666666665,0.15590000000000001,0.21563333333333334,0.21076666666666669,0.18299999999999997,0.18889999999999998,0.24216666666666664,0.26683333333333331,0.27473333333333333,0.20830000000000001,0.19046666666666665,0.219,0.11233333333333333,0.22256666666666666]
["17:00:00",0.19093333333333332,0.20916666666666664,0.24446666666666669,0.26699999999999996,0.22356666666666666,0.2356,0.22973333333333334,0.16480000000000003,0.23036666666666669,0.22066666666666668,0.18743333333333334,0.20213333333333336,0.24710000000000001,0.27826666666666666,0.28023333333333333,0.21753333333333336,0.221,0.2301,0.13739999999999999,0.23783333333333334]
["18:00:00",0.21130000000000002,0.21886666666666665,0.25816666666666666,0.28156666666666669,0.25043333333333334,0.26540000000000002,0.25353333333333333,0.18930000000000002,0.26579999999999998,0.24603333333333333,0.19883333333333333,0.23383333333333334,0.25443333333333334,0.29713333333333336,0.29243333333333332,0.24456666666666668,0.25153333333333333,0.25876666666666664,0.18306666666666668,0.26789999999999997]
["19:00:00",0.24850000000000003,0.24236666666666665,0.29226666666666667,0.3116666666666667,0.28393333333333332,0.29483333333333334,0.29543333333333338,0.22416666666666665,0.30283333333333334,0.29033333333333333,0.22473333333333334,0.27123333333333338,0.27389999999999998,0.33083333333333337,0.32263333333333333,0.29413333333333336,0.2601,0.30253333333333332,0.14990000000000001,0.30333333333333329]
["20:00:00",0.25396666666666667,0.25679999999999997,0.31290000000000001,0.33266666666666667,0.28293333333333331,0.29299999999999998,0.3004,0.22466666666666668,0.2979,0.28799999999999998,0.23546666666666663,0.26943333333333336,0.29373333333333335,0.35469999999999996,0.34500000000000003,0.29703333333333332,0.2399,0.29683333333333334,0.14913333333333334,0.30343333333333328]
["21:00:00",0.23619999999999999,0.24216666666666667,0.29113333333333336,0.31956666666666661,0.26433333333333336,0.27379999999999999,0.28046666666666664,0.20926666666666668,0.27899999999999997,0.26706666666666662,0.22123333333333331,0.253,0.27813333333333334,0.3327,0.3274333333333333,0.27796666666666664,0.21023333333333336,0.27676666666666666,0.14936666666666668,0.28820000000000001]
["22:00:00",0.20723333333333335,0.21353333333333335,0.25393333333333329,0.28816666666666668,0.23246666666666668,0.2366,0.24743333333333331,0.18193333333333336,0.24306666666666665,0.23423333333333332,0.19416666666666668,0.22009999999999999,0.245,0.2888,0.29093333333333332,0.24423333333333333,0.17583333333333331,0.24239999999999998,0.13506666666666667,0.25463333333333332]
["23:00:00",0.17306666666666667,0.17689999999999997,0.21056666666666668,0.24466666666666667,0.19670000000000001,0.19563333333333333,0.20676666666666668,0.15073333333333336,0.20230000000000001,0.19530000000000003,0.16216666666666665,0.18213333333333334,0.2084,0.23840000000000003,0.24809999999999999,0.20283333333333334,0.14143333333333333,0.2019,9.2566666666666672E-2,0.21410000000000004]

{"sheet":"4,5kW ","index":7,"n_rows":25,"n_cols":21,"rows_kept":25,"cut":false,"hidden":true,"merged":[]}
["Ora","Abruzzo","Basilicata","Calabria","Campania","Emilia-Romagna","Friuli-Venezia Giulia","Lazio","Liguria","Lombardia","Marche","Molise","Piemonte","Puglia","Sardegna","Sicilia","Toscana","Trentino-Alto Adige","Umbria","Valle-D'Aosta","Veneto"]
["00:00:00",0.28616666666666668,0.27350000000000002,0.30230000000000001,0.34413333333333335,0.3096666666666667,0.2951333333333333,0.32546666666666668,0.22663333333333333,0.29526666666666662,0.30183333333333334,0.27176666666666666,0.28823333333333334,0.30503333333333332,0.30470000000000003,0.34486666666666665,0.29496666666666665,0.21546666666666667,0.32863333333333333,0.32250000000000001,6.0466666666666669E-2]
["01:00:00",0.24450000000000002,0.23150000000000001,0.25806666666666667,0.28946666666666665,0.26819999999999999,0.25530000000000003,0.27926666666666672,0.19099999999999998,0.25256666666666666,0.25806666666666667,0.2329,0.24533333333333332,0.2641,0.25006666666666666,0.29506666666666664,0.24809999999999999,0.18446666666666667,0.28166666666666668,0.27983333333333332,5.1999999999999998E-2]
["02:00:00",0.21896666666666667,0.20683333333333334,0.23153333333333334,0.2555,0.24313333333333331,0.23273333333333335,0.25066666666666665,0.1704,0.22753333333333334,0.23140000000000002,0.20909999999999998,0.22040000000000001,0.23840000000000003,0.21940000000000001,0.26263333333333333,0.22056666666666666,0.1694,0.25336666666666668,0.25436666666666663,4.6066666666666665E-2]
["03:00:00",0.20766666666666667,0.19696666666666665,0.2198,0.23899999999999999,0.2321,0.22370000000000001,0.23776666666666668,0.16159999999999999,0.21663333333333334,0.22003333333333333,0.19796666666666671,0.21030000000000001,0.22689999999999999,0.20676666666666668,0.24646666666666669,0.20809999999999998,0.16466666666666666,0.24106666666666665,0.24299999999999999,4.3933333333333331E-2]
["04:00:00",0.20203333333333331,0.1931333333333333,0.21410000000000004,0.22966666666666666,0.22643333333333335,0.22046666666666667,0.2319,0.15769999999999998,0.21096666666666666,0.21390000000000001,0.19263333333333335,0.20646666666666666,0.22126666666666664,0.20266666666666666,0.23719999999999999,0.20203333333333331,0.16946666666666665,0.23596666666666666,0.23693333333333333,4.243333333333333E-2]
["05:00:00",0.20693333333333333,0.2001333333333333,0.2205,0.23156666666666667,0.23113333333333333,0.23019999999999999,0.23826666666666665,0.1623,0.2165,0.21856666666666666,0.19523333333333334,0.21489999999999998,0.22599999999999998,0.21380000000000002,0.24029999999999999,0.20699999999999999,0.19423333333333334,0.24463333333333334,0.24126666666666666,4.2633333333333336E-2]
["06:00:00",0.22803333333333331,0.22336666666666669,0.24863333333333335,0.25333333333333335,0.25206666666666666,0.25986666666666669,0.25783333333333336,0.17876666666666666,0.23953333333333335,0.24186666666666667,0.21223333333333336,0.24196666666666666,0.24696666666666667,0.25536666666666669,0.26379999999999998,0.22840000000000002,0.25116666666666665,0.27243333333333336,0.26439999999999997,4.5199999999999997E-2]
["07:00:00",0.26753333333333335,0.27013333333333334,0.29996666666666666,0.30493333333333333,0.28643333333333332,0.29796666666666666,0.29560000000000003,0.21103333333333332,0.28043333333333331,0.2848,0.25169999999999998,0.28466666666666662,0.29023333333333334,0.33489999999999998,0.31266666666666665,0.26943333333333336,0.30486666666666662,0.31653333333333333,0.30273333333333335,5.2566666666666671E-2]
["08:00:00",0.29443333333333332,0.30519999999999997,0.33110000000000001,0.34406666666666669,0.3105,0.31990000000000002,0.32263333333333333,0.24306666666666665,0.31219999999999998,0.31213333333333332,0.27950000000000003,0.3152666666666667,0.32,0.38030000000000003,0.35139999999999999,0.30216666666666664,0.32513333333333333,0.34650000000000003,0.32829999999999998,6.5100000000000005E-2]
["09:00:00",0.31486666666666668,0.32843333333333335,0.35066666666666668,0.37509999999999999,0.33050000000000002,0.33353333333333329,0.3458666666666666,0.26743333333333336,0.33893333333333331,0.33333333333333331,0.29813333333333336,0.33923333333333333,0.33856666666666668,0.39543333333333336,0.37796666666666673,0.32966666666666666,0.33243333333333336,0.37076666666666669,0.34610000000000002,7.5566666666666671E-2]
["10:00:00",0.31943333333333329,0.33633333333333337,0.35333333333333333,0.38553333333333334,0.33646666666666669,0.32966666666666672,0.35173333333333329,0.27230000000000004,0.34800000000000003,0.33879999999999999,0.30139999999999995,0.3435333333333333,0.34193333333333337,0.38756666666666667,0.38433333333333336,0.34036666666666671,0.33213333333333334,0.37986666666666663,0.34536666666666666,7.9700000000000007E-2]
["11:00:00",0.32150000000000006,0.34286666666666665,0.35800000000000004,0.39056666666666667,0.34856666666666669,0.33246666666666669,0.35646666666666665,0.27783333333333338,0.37053333333333333,0.34833333333333333,0.30679999999999996,0.35403333333333337,0.34640000000000004,0.38373333333333332,0.38670000000000004,0.35120000000000001,0.38473333333333332,0.39046666666666668,0.35289999999999999,8.3633333333333337E-2]
["12:00:00",0.34323333333333328,0.37526666666666664,0.3831,0.41403333333333331,0.37503333333333333,0.34990000000000004,0.3802666666666667,0.30109999999999998,0.40233333333333338,0.37823333333333337,0.33380000000000004,0.3781666666666666,0.37656666666666666,0.41189999999999999,0.40856666666666669,0.37973333333333331,0.4049666666666667,0.41893333333333332,0.37493333333333334,8.4699999999999998E-2]
["13:00:00",0.34723333333333334,0.39150000000000001,0.39399999999999996,0.43216666666666664,0.3758333333333333,0.34870000000000001,0.38683333333333331,0.30106666666666665,0.38799999999999996,0.37540000000000001,0.34300000000000003,0.36796666666666661,0.39419999999999994,0.42736666666666667,0.42863333333333326,0.37866666666666665,0.36103333333333332,0.40506666666666663,0.37163333333333332,7.9866666666666669E-2]
["14:00:00",0.34620000000000001,0.36280000000000001,0.39856666666666668,0.4302333333333333,0.37516666666666665,0.34949999999999998,0.38633333333333336,0.29393333333333332,0.38126666666666664,0.37406666666666671,0.33593333333333336,0.36263333333333331,0.37553333333333327,0.41673333333333334,0.42926666666666669,0.37966666666666665,0.33803333333333335,0.40663333333333335,0.37230000000000002,7.7666666666666676E-2]
["15:00:00",0.34383333333333327,0.36073333333333335,0.39319999999999999,0.42996666666666661,0.36626666666666668,0.34493333333333337,0.38363333333333333,0.28046666666666664,0.36263333333333336,0.36683333333333329,0.33543333333333331,0.3463,0.37336666666666662,0.40490000000000004,0.42403333333333332,0.36686666666666667,0.32163333333333327,0.40349999999999997,0.36203333333333337,7.4933333333333338E-2]
["16:00:00",0.33879999999999999,0.35769999999999996,0.38610000000000005,0.42376666666666668,0.36590000000000006,0.35366666666666663,0.38143333333333335,0.27320000000000005,0.35693333333333332,0.36299999999999999,0.33043333333333336,0.34096666666666664,0.37559999999999999,0.40343333333333337,0.42046666666666671,0.35486666666666666,0.34139999999999998,0.39726666666666666,0.36480000000000001,7.5266666666666662E-2]
["17:00:00",0.35323333333333334,0.36633333333333334,0.39563333333333334,0.43406666666666666,0.39063333333333333,0.38673333333333337,0.40389999999999998,0.28766666666666668,0.38246666666666668,0.38193333333333329,0.33936666666666665,0.36633333333333334,0.39046666666666668,0.42676666666666668,0.43506666666666671,0.36993333333333328,0.40376666666666666,0.4194,0.39450000000000002,7.9866666666666669E-2]
["18:00:00",0.39329999999999998,0.3847666666666667,0.41759999999999997,0.45926666666666666,0.44380000000000003,0.44833333333333331,0.44920000000000004,0.33106666666666668,0.44913333333333333,0.42880000000000001,0.36249999999999999,0.42693333333333333,0.41170000000000001,0.46539999999999998,0.45966666666666667,0.41503333333333337,0.47459999999999997,0.4718,0.45476666666666671,8.8899999999999993E-2]
["19:00:00",0.46893333333333337,0.42743333333333333,0.47493333333333337,0.50803333333333334,0.51490000000000002,0.51390000000000002,0.52746666666666675,0.39979999999999999,0.53193333333333326,0.51286666666666669,0.41419999999999996,0.50743333333333329,0.45096666666666668,0.53013333333333346,0.5093333333333333,0.50170000000000003,0.48906666666666671,0.55920000000000003,0.52926666666666666,9.9400000000000002E-2]
["20:00:00",0.48616666666666664,0.46259999999999996,0.51946666666666674,0.54623333333333335,0.51476666666666671,0.51046666666666662,0.54260000000000008,0.40013333333333329,0.52010000000000001,0.51490000000000002,0.44569999999999999,0.50343333333333329,0.48656666666666665,0.57520000000000004,0.55036666666666667,0.50770000000000004,0.43703333333333333,0.5531666666666667,0.52766666666666662,9.9699999999999997E-2]
["21:00:00",0.45599999999999996,0.43860000000000005,0.48763333333333336,0.52976666666666672,0.48523333333333335,0.48049999999999998,0.51026666666666676,0.37329999999999997,0.48876666666666663,0.48150000000000004,0.42516666666666669,0.47803333333333337,0.46176666666666666,0.5393,0.52506666666666668,0.47856666666666664,0.37919999999999998,0.52229999999999999,0.50483333333333336,9.5033333333333345E-2]
["22:00:00",0.40503333333333336,0.39116666666666666,0.4326666666666667,0.48166666666666663,0.42840000000000006,0.41843333333333338,0.45573333333333332,0.32726666666666665,0.42480000000000001,0.42703333333333332,0.3805,0.41693333333333332,0.41159999999999997,0.46833333333333332,0.47239999999999999,0.42586666666666667,0.3193333333333333,0.46439999999999998,0.44849999999999995,8.4000000000000005E-2]
["23:00:00",0.3415333333333333,0.33013333333333333,0.3634666666666666,0.41270000000000001,0.3644,0.34953333333333331,0.3852666666666667,0.27350000000000002,0.35383333333333339,0.35953333333333332,0.32273333333333332,0.34623333333333334,0.35653333333333337,0.38210000000000005,0.40706666666666669,0.35729999999999995,0.25913333333333333,0.39179999999999998,0.38033333333333336,7.0266666666666658E-2]

{"sheet":"6kW  ","index":8,"n_rows":25,"n_cols":21,"rows_kept":25,"cut":false,"hidden":true,"merged":[]}
["Ora","Abruzzo","Basilicata","Calabria","Campania","Emilia-Romagna","Friuli-Venezia Giulia","Lazio","Liguria","Lombardia","Marche","Molise","Piemonte","Puglia","Sardegna","Sicilia","Toscana","Trentino-Alto Adige","Umbria","Valle-D'Aosta","Veneto"]
["00:00:00",0.34156666666666663,0.34043333333333331,0.3711666666666667,0.41903333333333331,0.41003333333333331,0.35593333333333338,0.4041333333333334,0.29079999999999995,0.39983333333333332,0.39300000000000002,0.35326666666666667,0.371,0.3802666666666667,0.37490000000000001,0.4237333333333333,0.3721666666666667,0.30383333333333334,0.41226666666666661,0.4098,6.0466666666666669E-2]
["01:00:00",0.2995666666666667,0.29776666666666668,0.32333333333333331,0.36003333333333326,0.36563333333333331,0.31723333333333331,0.35566666666666663,0.25330000000000003,0.35436666666666672,0.34726666666666667,0.31323333333333331,0.32746666666666663,0.33810000000000001,0.31469999999999998,0.3687333333333333,0.32236666666666669,0.27293333333333331,0.36396666666666661,0.36683333333333334,5.1999999999999998E-2]
["02:00:00",0.27340000000000003,0.27286666666666665,0.29366666666666669,0.3227666666666667,0.33829999999999999,0.2954,0.32539999999999997,0.23086666666666666,0.32729999999999998,0.31850000000000001,0.28636666666666666,0.30213333333333336,0.31209999999999999,0.28076666666666666,0.33306666666666668,0.29323333333333335,0.25803333333333334,0.33539999999999998,0.34159999999999996,4.6066666666666665E-2]
["03:00:00",0.26253333333333334,0.26303333333333334,0.28126666666666666,0.30459999999999998,0.32683333333333336,0.28780000000000006,0.31183333333333335,0.22160000000000002,0.31596666666666667,0.30630000000000002,0.27466666666666667,0.29200000000000004,0.3004,0.2669333333333333,0.31570000000000004,0.28013333333333335,0.25240000000000001,0.32446666666666668,0.33186666666666664,4.3933333333333331E-2]
["04:00:00",0.25793333333333335,0.25979999999999998,0.27549999999999997,0.29453333333333331,0.32206666666666667,0.28639999999999999,0.30653333333333332,0.2177,0.31013333333333337,0.29983333333333334,0.2681,0.28923333333333329,0.2951333333333333,0.26276666666666665,0.30636666666666662,0.27410000000000001,0.25863333333333333,0.3193333333333333,0.32796666666666668,4.243333333333333E-2]
["05:00:00",0.2653666666666667,0.26950000000000002,0.28313333333333335,0.29726666666666662,0.33003333333333335,0.30106666666666665,0.31463333333333332,0.22323333333333331,0.31873333333333331,0.30559999999999998,0.27263333333333334,0.30243333333333333,0.30219999999999997,0.27686666666666665,0.31023333333333331,0.2819666666666667,0.28773333333333334,0.33079999999999998,0.33709999999999996,4.2633333333333336E-2]
["06:00:00",0.28889999999999999,0.29970000000000002,0.31190000000000001,0.31953333333333334,0.35473333333333334,0.33756666666666663,0.33626666666666666,0.2419,0.34613333333333335,0.33006666666666667,0.29346666666666665,0.33616666666666667,0.32423333333333332,0.32473333333333332,0.33499999999999996,0.30673333333333336,0.35800000000000004,0.36236666666666667,0.36556666666666665,4.5199999999999997E-2]
["07:00:00",0.32559999999999995,0.34516666666666662,0.35660000000000003,0.37070000000000003,0.38453333333333334,0.37056666666666666,0.37193333333333339,0.27596666666666664,0.38716666666666666,0.36856666666666665,0.33383333333333337,0.37833333333333335,0.36299999999999999,0.4075333333333333,0.38253333333333334,0.34853333333333336,0.44019999999999998,0.40746666666666664,0.39966666666666667,5.2566666666666671E-2]
["08:00:00",0.34339999999999998,0.36650000000000005,0.38123333333333331,0.41019999999999995,0.39726666666666666,0.377,0.39206666666666662,0.30919999999999997,0.41216666666666663,0.39130000000000004,0.35836666666666667,0.40126666666666666,0.38700000000000001,0.44919999999999999,0.42209999999999998,0.37926666666666664,0.47646666666666665,0.43303333333333333,0.41006666666666663,6.5100000000000005E-2]
["09:00:00",0.35473333333333334,0.38113333333333332,0.39706666666666662,0.44239999999999996,0.40536666666666665,0.37596666666666673,0.41143333333333332,0.33296666666666663,0.42703333333333332,0.40433333333333338,0.37423333333333336,0.41206666666666664,0.40046666666666669,0.46023333333333333,0.45013333333333333,0.40313333333333334,0.47236666666666666,0.44769999999999999,0.40966666666666668,7.5566666666666671E-2]
["10:00:00",0.35239999999999999,0.38566666666666666,0.39863333333333334,0.45273333333333338,0.40116666666666667,0.3600666666666667,0.41333333333333333,0.33446666666666669,0.42436666666666661,0.40263333333333334,0.37476666666666669,0.4049666666666667,0.39850000000000002,0.44779999999999998,0.45419999999999999,0.40890000000000004,0.45606666666666668,0.44626666666666664,0.39263333333333333,7.9700000000000007E-2]
["11:00:00",0.34993333333333326,0.38690000000000002,0.40186666666666665,0.45530000000000004,0.40599999999999997,0.35420000000000007,0.41483333333333333,0.33466666666666667,0.43620000000000009,0.40589999999999998,0.3755,0.40656666666666669,0.39706666666666668,0.43876666666666669,0.45246666666666663,0.41436666666666672,0.50216666666666665,0.44776666666666665,0.38863333333333339,8.3633333333333337E-2]
["12:00:00",0.36870000000000003,0.41,0.42209999999999998,0.47446666666666665,0.43093333333333339,0.36830000000000002,0.43493333333333339,0.35416666666666669,0.4633666666666667,0.43363333333333332,0.39666666666666667,0.42520000000000002,0.41836666666666661,0.46363333333333329,0.46829999999999999,0.43819999999999998,0.5077666666666667,0.46776666666666666,0.40599999999999997,8.4699999999999998E-2]
["13:00:00",0.37079999999999996,0.41409999999999997,0.42963333333333331,0.48946666666666666,0.43006666666666665,0.36509999999999998,0.43929999999999997,0.35293333333333332,0.44540000000000002,0.42766666666666664,0.39763333333333328,0.41093333333333332,0.43,0.47963333333333336,0.48326666666666673,0.43433333333333329,0.45080000000000003,0.44996666666666663,0.39723333333333333,7.9866666666666669E-2]
["14:00:00",0.37043333333333334,0.3911,0.43609999999999999,0.48566666666666664,0.4294,0.36636666666666667,0.43709999999999999,0.34476666666666667,0.43986666666666663,0.42480000000000001,0.3879333333333333,0.40516666666666667,0.41423333333333329,0.46983333333333333,0.48296666666666671,0.43416666666666665,0.43323333333333336,0.45100000000000001,0.39803333333333329,7.7666666666666676E-2]
["15:00:00",0.37506666666666666,0.40103333333333335,0.44006666666666666,0.48986666666666667,0.42686666666666667,0.36990000000000006,0.439,0.33453333333333335,0.42883333333333334,0.42583333333333334,0.39666666666666667,0.39606666666666662,0.41896666666666665,0.46456666666666663,0.48456666666666665,0.42673333333333335,0.43663333333333326,0.45700000000000002,0.3982666666666666,7.4933333333333338E-2]
["16:00:00",0.37986666666666663,0.41146666666666665,0.44463333333333327,0.49239999999999995,0.43763333333333332,0.39133333333333331,0.44546666666666668,0.33179999999999998,0.43529999999999996,0.4337333333333333,0.40486666666666665,0.40300000000000002,0.43443333333333328,0.47193333333333332,0.49153333333333332,0.4225666666666667,0.48593333333333333,0.46490000000000004,0.41723333333333334,7.5266666666666662E-2]
["17:00:00",0.40533333333333338,0.43276666666666669,0.46563333333333334,0.51379999999999992,0.47566666666666668,0.43693333333333334,0.47913333333333336,0.35309999999999997,0.47556666666666669,0.46543333333333337,0.42626666666666663,0.44080000000000003,0.46433333333333332,0.50723333333333331,0.5184333333333333,0.44723333333333337,0.57910000000000006,0.49899999999999994,0.46399999999999997,7.9866666666666669E-2]
["18:00:00",0.45303333333333334,0.46426666666666666,0.49809999999999999,0.54900000000000004,0.54156666666666675,0.50870000000000004,0.53413333333333335,0.40060000000000001,0.55563333333333331,0.5228666666666667,0.46173333333333333,0.51086666666666669,0.50013333333333332,0.55973333333333342,0.55346666666666666,0.50030000000000008,0.63673333333333337,0.56196666666666673,0.54186666666666661,8.8899999999999993E-2]
["19:00:00",0.53020000000000012,0.51546666666666663,0.56159999999999999,0.60476666666666679,0.62683333333333335,0.58306666666666662,0.61953333333333338,0.4700333333333333,0.65080000000000005,0.61336666666666673,0.52203333333333335,0.59696666666666676,0.5470666666666667,0.63686666666666658,0.60976666666666668,0.59033333333333338,0.63030000000000008,0.65343333333333342,0.63173333333333337,9.9400000000000002E-2]
["20:00:00",0.54643333333333333,0.5484,0.60629999999999995,0.64526666666666666,0.63103333333333333,0.57733333333333325,0.63806666666666667,0.47149999999999997,0.63859999999999995,0.61953333333333327,0.55143333333333333,0.5927,0.58173333333333332,0.68653333333333333,0.65339999999999998,0.59756666666666669,0.57263333333333333,0.64713333333333334,0.62806666666666666,9.9699999999999997E-2]
["21:00:00",0.51450000000000007,0.51866666666666672,0.57040000000000002,0.62550000000000006,0.59753333333333325,0.54159999999999997,0.60043333333333337,0.44256666666666672,0.60433333333333339,0.57853333333333323,0.5255333333333333,0.56289999999999996,0.54956666666666665,0.64406666666666668,0.62316666666666676,0.56546666666666667,0.50163333333333338,0.6119,0.59753333333333336,9.5033333333333345E-2]
["22:00:00",0.46156666666666668,0.46823333333333333,0.50979999999999992,0.57079999999999997,0.5361999999999999,0.47583333333333333,0.54056666666666675,0.39500000000000002,0.53606666666666669,0.52113333333333323,0.47286666666666671,0.50046666666666673,0.49333333333333335,0.56016666666666659,0.56386666666666674,0.50970000000000004,0.42670000000000002,0.5509666666666666,0.53616666666666668,8.4000000000000005E-2]
["23:00:00",0.39680000000000004,0.40230000000000005,0.43579999999999997,0.4937333333333333,0.46813333333333335,0.40723333333333334,0.46573333333333333,0.33840000000000003,0.46106666666666668,0.45163333333333333,0.40840000000000004,0.42946666666666666,0.434,0.4612,0.49209999999999998,0.43776666666666664,0.35653333333333331,0.47686666666666672,0.46676666666666672,7.0266666666666658E-2]